## CLAFs Sep 18_Sep 19
2018/2019 SINGLE ELECTRICITY MARKET COMBINED LOSS ADJUSTMENT FACTORS - IE BASED MARKET PARTICIPANTS
Market Participant - Transmission Connected | Unit ID TSO | Unit ID SEMO | Transmission Station | kV | OCTOBER | OCTOBER | OCTOBER | OCTOBER | OCTOBER | NOVEMBER | NOVEMBER | NOVEMBER | NOVEMBER | NOVEMBER | DECEMBER | DECEMBER | DECEMBER | DECEMBER | DECEMBER | JANUARY | JANUARY | JANUARY | JANUARY | JANUARY | FEBRUARY | FEBRUARY | FEBRUARY | FEBRUARY | FEBRUARY | MARCH | MARCH | MARCH | MARCH | MARCH | APRIL | APRIL | APRIL | APRIL | APRIL | MAY | MAY | MAY | MAY | MAY | JUNE | JUNE | JUNE | JUNE | JUNE | JULY | JULY | JULY | JULY | JULY | AUGUST | AUGUST | AUGUST | AUGUST | AUGUST | SEPTEMBER | SEPTEMBER | SEPTEMBER | SEPTEMBER | SEPTEMBER
[5 empty] | CLAF_1 | CLAF_2 | CLAF_3 | CLAF_4 | CLAF_1 | CLAF_1 | CLAF_2 | CLAF_3 | CLAF_4 | CLAF_1 | CLAF_1 | CLAF_2 | CLAF_3 | CLAF_4 | CLAF_1 | CLAF_1 | CLAF_2 | CLAF_3 | CLAF_4 | CLAF_1 | CLAF_1 | CLAF_2 | CLAF_3 | CLAF_4 | CLAF_1 | CLAF_1 | CLAF_2 | CLAF_3 | CLAF_4 | CLAF_1 | CLAF_1 | CLAF_2 | CLAF_3 | CLAF_4 | CLAF_1 | CLAF_1 | CLAF_2 | CLAF_3 | CLAF_4 | CLAF_1 | CLAF_1 | CLAF_2 | CLAF_3 | CLAF_4 | CLAF_1 | CLAF_1 | CLAF_2 | CLAF_3 | CLAF_4 | CLAF_1 | CLAF_1 | CLAF_2 | CLAF_3 | CLAF_4 | CLAF_1 | CLAF_1 | CLAF_2 | CLAF_3 | CLAF_4 | CLAF_1
[5 empty] | from 00:00:00 | from 07:00:00 | from 08:00:00 | from 22:00:00 | from 23:00:00 | from 00:00:00 | from 07:00:00 | from 08:00:00 | from 22:00:00 | from 23:00:00 | from 00:00:00 | from 07:00:00 | from 08:00:00 | from 22:00:00 | from 23:00:00 | from 00:00:00 | from 07:00:00 | from 08:00:00 | from 22:00:00 | from 23:00:00 | from 00:00:00 | from 07:00:00 | from 08:00:00 | from 22:00:00 | from 23:00:00 | from 00:00:00 | from 07:00:00 | from 08:00:00 | from 22:00:00 | from 23:00:00 | from 00:00:00 | from 07:00:00 | from 08:00:00 | from 22:00:00 | from 23:00:00 | from 00:00:00 | from 07:00:00 | from 08:00:00 | from 22:00:00 | from 23:00:00 | from 00:00:00 | from 07:00:00 | from 08:00:00 | from 22:00:00 | from 23:00:00 | from 00:00:00 | from 07:00:00 | from 08:00:00 | from 22:00:00 | from 23:00:00 | from 00:00:00 | from 07:00:00 | from 08:00:00 | from 22:00:00 | from 23:00:00 | from 00:00:00 | from 07:00:00 | from 08:00:00 | from 22:00:00 | from 23:00:00
[5 empty] | to 06:59:59 | to 07:59:59 | to 21:59:59 | to 22:59:59 | to 23:59:59 | to 06:59:59 | to 07:59:59 | to 21:59:59 | to 22:59:59 | to 23:59:59 | to 06:59:59 | to 07:59:59 | to 21:59:59 | to 22:59:59 | to 23:59:59 | to 06:59:59 | to 07:59:59 | to 21:59:59 | to 22:59:59 | to 23:59:59 | to 06:59:59 | to 07:59:59 | to 21:59:59 | to 22:59:59 | to 23:59:59 | to 06:59:59 | to 07:59:59 | to 21:59:59 | to 22:59:59 | to 23:59:59 | to 06:59:59 | to 07:59:59 | to 21:59:59 | to 22:59:59 | to 23:59:59 | to 06:59:59 | to 07:59:59 | to 21:59:59 | to 22:59:59 | to 23:59:59 | to 06:59:59 | to 07:59:59 | to 21:59:59 | to 22:59:59 | to 23:59:59 | to 06:59:59 | to 07:59:59 | to 21:59:59 | to 22:59:59 | to 23:59:59 | to 06:59:59 | to 07:59:59 | to 21:59:59 | to 22:59:59 | to 23:59:59 | to 06:59:59 | to 07:59:59 | to 21:59:59 | to 22:59:59 | to 23:59:59
[5 empty] | Oct_CLAF_1 | Oct_CLAF_2 | Oct_CLAF_3 | Oct_CLAF_4 | Oct_CLAF_1 | Nov_CLAF_1 | Nov_CLAF_2 | Nov_CLAF_3 | Nov_CLAF_4 | Nov_CLAF_1 | Dec_CLAF_1 | Dec_CLAF_2 | Dec_CLAF_3 | Dec_CLAF_4 | Dec_CLAF_1 | Jan_CLAF_1 | Jan_CLAF_2 | Jan_CLAF_3 | Jan_CLAF_4 | Jan_CLAF_1 | Feb_CLAF_1 | Feb_CLAF_2 | Feb_CLAF_3 | Feb_CLAF_4 | Feb_CLAF_1 | Mar_CLAF_1 | Mar_CLAF_2 | Mar_CLAF_3 | Mar_CLAF_4 | Mar_CLAF_1 | Apr_CLAF_1 | Apr_CLAF_2 | Apr_CLAF_3 | Apr_CLAF_4 | Apr_CLAF_1 | May_CLAF_1 | May_CLAF_2 | May_CLAF_3 | May_CLAF_4 | May_CLAF_1 | Jun_CLAF_1 | Jun_CLAF_2 | Jun_CLAF_3 | Jun_CLAF_4 | Jun_CLAF_1 | Jul_CLAF_1 | Jul_CLAF_2 | Jul_CLAF_3 | Jul_CLAF_4 | Jul_CLAF_1 | Aug_CLAF_1 | Aug_CLAF_2 | Aug_CLAF_3 | Aug_CLAF_4 | Aug_CLAF_1 | Sep_CLAF_1 | Sep_CLAF_2 | Sep_CLAF_3 | Sep_CLAF_4 | Sep_CLAF_1
Ardnacrusha 1 Generator Unit | AA1 | GU_400200 | ARDNACRU | 110 | 0.981 | 0.986 | 0.986 | 0.981 | 0.981 | 0.979 | 0.984 | 0.984 | 0.979 | 0.979 | 0.978 | 0.985 | 0.985 | 0.978 | 0.978 | 0.974 | 0.982 | 0.982 | 0.974 | 0.974 | 0.975 | 0.981 | 0.981 | 0.975 | 0.975 | 0.975 | 0.984 | 0.984 | 0.975 | 0.975 | 0.979 | 0.986 | 0.986 | 0.979 | 0.979 | 0.984 | 0.99 | 0.99 | 0.984 | 0.984 | 0.985 | 0.991 | 0.991 | 0.985 | 0.985 | 0.983 | 0.991 | 0.991 | 0.983 | 0.983 | 0.982 | 0.99 | 0.99 | 0.982 | 0.982 | 0.981 | 0.99 | 0.99 | 0.981 | 0.981
Ardnacrusha 2 Generator Unit | AA2 | GU_400201 | ARDNACRU | 110 | 0.981 | 0.986 | 0.986 | 0.981 | 0.981 | 0.979 | 0.984 | 0.984 | 0.979 | 0.979 | 0.978 | 0.985 | 0.985 | 0.978 | 0.978 | 0.974 | 0.982 | 0.982 | 0.974 | 0.974 | 0.975 | 0.981 | 0.981 | 0.975 | 0.975 | 0.975 | 0.984 | 0.984 | 0.975 | 0.975 | 0.979 | 0.986 | 0.986 | 0.979 | 0.979 | 0.984 | 0.99 | 0.99 | 0.984 | 0.984 | 0.985 | 0.991 | 0.991 | 0.985 | 0.985 | 0.983 | 0.991 | 0.991 | 0.983 | 0.983 | 0.982 | 0.99 | 0.99 | 0.982 | 0.982 | 0.981 | 0.99 | 0.99 | 0.981 | 0.981
Ardnacrusha 3 Generator Unit | AA3 | GU_400202 | ARDNACRU | 110 | 0.981 | 0.986 | 0.986 | 0.981 | 0.981 | 0.979 | 0.984 | 0.984 | 0.979 | 0.979 | 0.978 | 0.985 | 0.985 | 0.978 | 0.978 | 0.974 | 0.982 | 0.982 | 0.974 | 0.974 | 0.975 | 0.981 | 0.981 | 0.975 | 0.975 | 0.975 | 0.984 | 0.984 | 0.975 | 0.975 | 0.979 | 0.986 | 0.986 | 0.979 | 0.979 | 0.984 | 0.99 | 0.99 | 0.984 | 0.984 | 0.985 | 0.991 | 0.991 | 0.985 | 0.985 | 0.983 | 0.991 | 0.991 | 0.983 | 0.983 | 0.982 | 0.99 | 0.99 | 0.982 | 0.982 | 0.981 | 0.99 | 0.99 | 0.981 | 0.981
Ardnacrusha 4 Generator Unit | AA4 | GU_400203 | ARDNACRU | 110 | 0.981 | 0.986 | 0.986 | 0.981 | 0.981 | 0.979 | 0.984 | 0.984 | 0.979 | 0.979 | 0.978 | 0.985 | 0.985 | 0.978 | 0.978 | 0.974 | 0.982 | 0.982 | 0.974 | 0.974 | 0.975 | 0.981 | 0.981 | 0.975 | 0.975 | 0.975 | 0.984 | 0.984 | 0.975 | 0.975 | 0.979 | 0.986 | 0.986 | 0.979 | 0.979 | 0.984 | 0.99 | 0.99 | 0.984 | 0.984 | 0.985 | 0.991 | 0.991 | 0.985 | 0.985 | 0.983 | 0.991 | 0.991 | 0.983 | 0.983 | 0.982 | 0.99 | 0.99 | 0.982 | 0.982 | 0.981 | 0.99 | 0.99 | 0.981 | 0.981
Cnoc Windfarms | AC1 | GU_401670 | THURLES | 110 | 0.975 | 0.984 | 0.984 | 0.975 | 0.975 | 0.974 | 0.982 | 0.982 | 0.974 | 0.974 | 0.974 | 0.983 | 0.983 | 0.974 | 0.974 | 0.973 | 0.983 | 0.983 | 0.973 | 0.973 | 0.974 | 0.982 | 0.982 | 0.974 | 0.974 | 0.974 | 0.983 | 0.983 | 0.974 | 0.974 | 0.968 | 0.981 | 0.981 | 0.968 | 0.968 | 0.974 | 0.985 | 0.985 | 0.974 | 0.974 | 0.973 | 0.985 | 0.985 | 0.973 | 0.973 | 0.971 | 0.984 | 0.984 | 0.971 | 0.971 | 0.971 | 0.984 | 0.984 | 0.971 | 0.971 | 0.971 | 0.984 | 0.984 | 0.971 | 0.971
Aghada Generator Unit | AD1 | GU_400180 | AGHADA | 220 | 0.973 | 0.979 | 0.979 | 0.973 | 0.973 | 0.97 | 0.976 | 0.976 | 0.97 | 0.97 | 0.971 | 0.978 | 0.978 | 0.971 | 0.971 | 0.969 | 0.977 | 0.977 | 0.969 | 0.969 | 0.968 | 0.974 | 0.974 | 0.968 | 0.968 | 0.968 | 0.976 | 0.976 | 0.968 | 0.968 | 0.962 | 0.972 | 0.972 | 0.962 | 0.962 | 0.969 | 0.976 | 0.976 | 0.969 | 0.969 | 0.977 | 0.984 | 0.984 | 0.977 | 0.977 | 0.974 | 0.983 | 0.983 | 0.974 | 0.974 | 0.973 | 0.983 | 0.983 | 0.973 | 0.973 | 0.972 | 0.98 | 0.98 | 0.972 | 0.972
Aghada 2 Generator Unit | AD2 | GU_400850 | LONGPOIN | 220 | 0.973 | 0.979 | 0.979 | 0.973 | 0.973 | 0.97 | 0.976 | 0.976 | 0.97 | 0.97 | 0.971 | 0.978 | 0.978 | 0.971 | 0.971 | 0.969 | 0.977 | 0.977 | 0.969 | 0.969 | 0.968 | 0.974 | 0.974 | 0.968 | 0.968 | 0.968 | 0.976 | 0.976 | 0.968 | 0.968 | 0.962 | 0.972 | 0.972 | 0.962 | 0.962 | 0.969 | 0.976 | 0.976 | 0.969 | 0.969 | 0.977 | 0.984 | 0.984 | 0.977 | 0.977 | 0.974 | 0.983 | 0.983 | 0.974 | 0.974 | 0.973 | 0.983 | 0.983 | 0.973 | 0.973 | 0.972 | 0.98 | 0.98 | 0.972 | 0.972
Athea Wind Farm | AH1 | GU_401380 | ATHEA | 110 | 0.977 | 0.98 | 0.98 | 0.977 | 0.977 | 0.976 | 0.979 | 0.979 | 0.976 | 0.976 | 0.976 | 0.98 | 0.98 | 0.976 | 0.976 | 0.971 | 0.975 | 0.975 | 0.971 | 0.971 | 0.97 | 0.974 | 0.974 | 0.97 | 0.97 | 0.971 | 0.975 | 0.975 | 0.971 | 0.971 | 0.977 | 0.983 | 0.983 | 0.977 | 0.977 | 0.981 | 0.985 | 0.985 | 0.981 | 0.981 | 0.981 | 0.986 | 0.986 | 0.981 | 0.981 | 0.979 | 0.985 | 0.985 | 0.979 | 0.979 | 0.979 | 0.985 | 0.985 | 0.979 | 0.979 | 0.978 | 0.984 | 0.984 | 0.978 | 0.978
Carrickallen Windfarm | AL1 | GU_402220 | SHANKILL | 110 | 0.999 | 1.003 | 1.003 | 0.999 | 0.999 | 1.001 | 1.006 | 1.006 | 1.001 | 1.001 | 1 | 1.004 | 1.004 | 1 | 1 | 1.002 | 1.006 | 1.006 | 1.002 | 1.002 | 1.003 | 1.006 | 1.006 | 1.003 | 1.003 | 1.002 | 1.005 | 1.005 | 1.002 | 1.002 | 1.001 | 1.005 | 1.005 | 1.001 | 1.001 | 0.998 | 1.003 | 1.003 | 0.998 | 0.998 | 0.994 | 0.999 | 0.999 | 0.994 | 0.994 | 0.994 | 1 | 1 | 0.994 | 0.994 | 0.995 | 1 | 1 | 0.995 | 0.995 | 0.996 | 1 | 1 | 0.996 | 0.996
Arthurstown 1(ESB) Generator Unit | AR2 | GU_400570 | KILTEEL | 110 | 1.001 | 1.003 | 1.003 | 1.001 | 1.001 | 1.004 | 1.004 | 1.004 | 1.004 | 1.004 | 1.004 | 1.005 | 1.005 | 1.004 | 1.004 | 1.002 | 1.005 | 1.005 | 1.002 | 1.002 | 1.002 | 1.005 | 1.005 | 1.002 | 1.002 | 1.002 | 1.004 | 1.004 | 1.002 | 1.002 | 1.001 | 1.006 | 1.006 | 1.001 | 1.001 | 1.008 | 1.012 | 1.012 | 1.008 | 1.008 | 1.001 | 1.006 | 1.006 | 1.001 | 1.001 | 0.999 | 1.004 | 1.004 | 0.999 | 0.999 | 0.999 | 1.005 | 1.005 | 0.999 | 0.999 | 1 | 1.004 | 1.004 | 1 | 1
ESB Arklow Bank | ARB | GU_401020 | ARKLOW | 110 | 1 | 1.002 | 1.002 | 1 | 1 | 0.997 | 0.998 | 0.998 | 0.997 | 0.997 | 0.998 | 1 | 1 | 0.998 | 0.998 | 0.997 | 0.999 | 0.999 | 0.997 | 0.997 | 0.997 | 0.998 | 0.998 | 0.997 | 0.997 | 1 | 1.002 | 1.002 | 1 | 1 | 0.994 | 1 | 1 | 0.994 | 0.994 | 0.995 | 0.999 | 0.999 | 0.995 | 0.995 | 0.999 | 1.004 | 1.004 | 0.999 | 0.999 | 0.999 | 1.004 | 1.004 | 0.999 | 0.999 | 0.999 | 1.004 | 1.004 | 0.999 | 0.999 | 0.999 | 1.003 | 1.003 | 0.999 | 0.999
Acres Windfarm | AS1 | GU_401820 | CATH_FAL | 110 | 0.978 | 0.984 | 0.984 | 0.978 | 0.978 | 0.979 | 0.985 | 0.985 | 0.979 | 0.979 | 0.977 | 0.983 | 0.983 | 0.977 | 0.977 | 0.98 | 0.985 | 0.985 | 0.98 | 0.98 | 0.982 | 0.986 | 0.986 | 0.982 | 0.982 | 0.979 | 0.986 | 0.986 | 0.979 | 0.979 | 0.98 | 0.986 | 0.986 | 0.98 | 0.98 | 0.977 | 0.983 | 0.983 | 0.977 | 0.977 | 0.974 | 0.981 | 0.981 | 0.974 | 0.974 | 0.973 | 0.983 | 0.983 | 0.973 | 0.973 | 0.975 | 0.982 | 0.982 | 0.975 | 0.975 | 0.976 | 0.983 | 0.983 | 0.976 | 0.976
AGHADA CT11 Generator Unit | AT1 | GU_400181 | AGHADA_B | 220 | 0.973 | 0.979 | 0.979 | 0.973 | 0.973 | 0.97 | 0.976 | 0.976 | 0.97 | 0.97 | 0.971 | 0.978 | 0.978 | 0.971 | 0.971 | 0.969 | 0.977 | 0.977 | 0.969 | 0.969 | 0.968 | 0.974 | 0.974 | 0.968 | 0.968 | 0.968 | 0.976 | 0.976 | 0.968 | 0.968 | 0.962 | 0.972 | 0.972 | 0.962 | 0.962 | 0.969 | 0.976 | 0.976 | 0.969 | 0.969 | 0.977 | 0.984 | 0.984 | 0.977 | 0.977 | 0.974 | 0.983 | 0.983 | 0.974 | 0.974 | 0.973 | 0.983 | 0.983 | 0.973 | 0.973 | 0.972 | 0.98 | 0.98 | 0.972 | 0.972
AGHADA CT12 Generator Unit | AT2 | GU_400182 | AGHADA_B | 220 | 0.973 | 0.979 | 0.979 | 0.973 | 0.973 | 0.97 | 0.976 | 0.976 | 0.97 | 0.97 | 0.971 | 0.978 | 0.978 | 0.971 | 0.971 | 0.969 | 0.977 | 0.977 | 0.969 | 0.969 | 0.968 | 0.974 | 0.974 | 0.968 | 0.968 | 0.968 | 0.976 | 0.976 | 0.968 | 0.968 | 0.962 | 0.972 | 0.972 | 0.962 | 0.962 | 0.969 | 0.976 | 0.976 | 0.969 | 0.969 | 0.977 | 0.984 | 0.984 | 0.977 | 0.977 | 0.974 | 0.983 | 0.983 | 0.974 | 0.974 | 0.973 | 0.983 | 0.983 | 0.973 | 0.973 | 0.972 | 0.98 | 0.98 | 0.972 | 0.972
AGHADA CT14 Generator Unit | AT4 | GU_400183 | AGH_AT14 | 220 | 0.973 | 0.979 | 0.979 | 0.973 | 0.973 | 0.97 | 0.976 | 0.976 | 0.97 | 0.97 | 0.971 | 0.978 | 0.978 | 0.971 | 0.971 | 0.969 | 0.977 | 0.977 | 0.969 | 0.969 | 0.968 | 0.974 | 0.974 | 0.968 | 0.968 | 0.968 | 0.976 | 0.976 | 0.968 | 0.968 | 0.962 | 0.972 | 0.972 | 0.962 | 0.962 | 0.969 | 0.976 | 0.976 | 0.969 | 0.969 | 0.977 | 0.984 | 0.984 | 0.977 | 0.977 | 0.974 | 0.983 | 0.983 | 0.974 | 0.974 | 0.973 | 0.983 | 0.983 | 0.973 | 0.973 | 0.972 | 0.98 | 0.98 | 0.972 | 0.972
Ballybane Generator Unit | BA1 | GU_400650 | BALLYLIC | 110 | 0.968 | 0.976 | 0.98 | 0.972 | 0.968 | 0.966 | 0.975 | 0.979 | 0.97 | 0.966 | 0.967 | 0.976 | 0.98 | 0.971 | 0.967 | 0.964 | 0.975 | 0.979 | 0.968 | 0.964 | 0.963 | 0.973 | 0.977 | 0.967 | 0.963 | 0.963 | 0.973 | 0.977 | 0.967 | 0.963 | 0.959 | 0.971 | 0.975 | 0.963 | 0.959 | 0.965 | 0.975 | 0.979 | 0.969 | 0.965 | 0.97 | 0.979 | 0.983 | 0.974 | 0.97 | 0.968 | 0.978 | 0.982 | 0.972 | 0.968 | 0.967 | 0.978 | 0.982 | 0.971 | 0.967 | 0.966 | 0.977 | 0.981 | 0.97 | 0.966
Ballybane Wind Farm Phase 2 | BA2 | GU_401790 | BALLYLIC | 110 | 0.968 | 0.976 | 0.98 | 0.972 | 0.968 | 0.966 | 0.975 | 0.979 | 0.97 | 0.966 | 0.967 | 0.976 | 0.98 | 0.971 | 0.967 | 0.964 | 0.975 | 0.979 | 0.968 | 0.964 | 0.963 | 0.973 | 0.977 | 0.967 | 0.963 | 0.963 | 0.973 | 0.977 | 0.967 | 0.963 | 0.959 | 0.971 | 0.975 | 0.963 | 0.959 | 0.965 | 0.975 | 0.979 | 0.969 | 0.965 | 0.97 | 0.979 | 0.983 | 0.974 | 0.97 | 0.968 | 0.978 | 0.982 | 0.972 | 0.968 | 0.967 | 0.978 | 0.982 | 0.971 | 0.967 | 0.966 | 0.977 | 0.981 | 0.97 | 0.966
Ballybane Wind Farm Phase 3 | BA3 | GU_402010 | Ballylickey | 110 | 0.968 | 0.976 | 0.98 | 0.972 | 0.968 | 0.966 | 0.975 | 0.979 | 0.97 | 0.966 | 0.967 | 0.976 | 0.98 | 0.971 | 0.967 | 0.964 | 0.975 | 0.979 | 0.968 | 0.964 | 0.963 | 0.973 | 0.977 | 0.967 | 0.963 | 0.963 | 0.973 | 0.977 | 0.967 | 0.963 | 0.959 | 0.971 | 0.975 | 0.963 | 0.959 | 0.965 | 0.975 | 0.979 | 0.969 | 0.965 | 0.97 | 0.979 | 0.983 | 0.974 | 0.97 | 0.968 | 0.978 | 0.982 | 0.972 | 0.968 | 0.967 | 0.978 | 0.982 | 0.971 | 0.967 | 0.966 | 0.977 | 0.981 | 0.97 | 0.966
Ballincollig Hill Generator Unit | BCW | GU_401000 | TRALEE | 110 | 0.987 | 0.993 | 0.997 | 0.991 | 0.987 | 0.987 | 0.992 | 0.996 | 0.991 | 0.987 | 0.987 | 0.993 | 0.997 | 0.991 | 0.987 | 0.983 | 0.99 | 0.994 | 0.987 | 0.983 | 0.982 | 0.988 | 0.992 | 0.986 | 0.982 | 0.982 | 0.989 | 0.993 | 0.986 | 0.982 | 0.986 | 0.994 | 0.998 | 0.99 | 0.986 | 0.99 | 0.997 | 1.001 | 0.994 | 0.99 | 0.99 | 0.998 | 1.002 | 0.994 | 0.99 | 0.989 | 0.997 | 1.001 | 0.993 | 0.989 | 0.989 | 0.997 | 1.001 | 0.993 | 0.989 | 0.988 | 0.996 | 1 | 0.992 | 0.988
Bindoo Generator Unit | BD1 | GU_400050 | RATRUSSA | 110 | 0.996 | 1 | 1 | 0.996 | 0.996 | 0.998 | 1.002 | 1.002 | 0.998 | 0.998 | 0.997 | 1.001 | 1.001 | 0.997 | 0.997 | 1 | 1.002 | 1.002 | 1 | 1 | 1 | 1.002 | 1.002 | 1 | 1 | 0.999 | 1.001 | 1.001 | 0.999 | 0.999 | 0.998 | 1.001 | 1.001 | 0.998 | 0.998 | 0.995 | 0.999 | 0.999 | 0.995 | 0.995 | 0.991 | 0.995 | 0.995 | 0.991 | 0.991 | 0.991 | 0.996 | 0.996 | 0.991 | 0.991 | 0.992 | 0.996 | 0.996 | 0.992 | 0.992 | 0.993 | 0.997 | 0.997 | 0.993 | 0.993
Barranafaddock Windfarm | BF1 | GU_401810 | BARRYMOR | 110 | 0.977 | 0.985 | 0.985 | 0.977 | 0.977 | 0.974 | 0.981 | 0.981 | 0.974 | 0.974 | 0.975 | 0.983 | 0.983 | 0.975 | 0.975 | 0.973 | 0.982 | 0.982 | 0.973 | 0.973 | 0.972 | 0.98 | 0.98 | 0.972 | 0.972 | 0.973 | 0.982 | 0.982 | 0.973 | 0.973 | 0.967 | 0.978 | 0.978 | 0.967 | 0.967 | 0.973 | 0.982 | 0.982 | 0.973 | 0.973 | 0.98 | 0.988 | 0.988 | 0.98 | 0.98 | 0.977 | 0.987 | 0.987 | 0.977 | 0.977 | 0.976 | 0.987 | 0.987 | 0.976 | 0.976 | 0.975 | 0.985 | 0.985 | 0.975 | 0.975
Boggeragh Windfarm Generator Unit | BG1 | GU_400910 | BOGGERAG | 110 | 0.969 | 0.975 | 0.975 | 0.969 | 0.969 | 0.967 | 0.973 | 0.973 | 0.967 | 0.967 | 0.967 | 0.975 | 0.975 | 0.967 | 0.967 | 0.964 | 0.972 | 0.972 | 0.964 | 0.964 | 0.963 | 0.97 | 0.97 | 0.963 | 0.963 | 0.963 | 0.972 | 0.972 | 0.963 | 0.963 | 0.961 | 0.971 | 0.971 | 0.961 | 0.961 | 0.967 | 0.975 | 0.975 | 0.967 | 0.967 | 0.972 | 0.98 | 0.98 | 0.972 | 0.972 | 0.97 | 0.978 | 0.978 | 0.97 | 0.97 | 0.969 | 0.978 | 0.978 | 0.969 | 0.969 | 0.968 | 0.977 | 0.977 | 0.968 | 0.968
Boggeragh 2 Windfarm | BG2 | GU_401840 | BOGGERAG | 110 | 0.969 | 0.975 | 0.975 | 0.969 | 0.969 | 0.967 | 0.973 | 0.973 | 0.967 | 0.967 | 0.967 | 0.975 | 0.975 | 0.967 | 0.967 | 0.964 | 0.972 | 0.972 | 0.964 | 0.964 | 0.963 | 0.97 | 0.97 | 0.963 | 0.963 | 0.963 | 0.972 | 0.972 | 0.963 | 0.963 | 0.961 | 0.971 | 0.971 | 0.961 | 0.961 | 0.967 | 0.975 | 0.975 | 0.967 | 0.967 | 0.972 | 0.98 | 0.98 | 0.972 | 0.972 | 0.97 | 0.978 | 0.978 | 0.97 | 0.97 | 0.969 | 0.978 | 0.978 | 0.969 | 0.969 | 0.968 | 0.977 | 0.977 | 0.968 | 0.968
Beam Hill Wind Farm | BM1 | GU_402020 | TRILLICK | 110 | 0.952 | 0.964 | 0.964 | 0.952 | 0.952 | 0.956 | 0.968 | 0.968 | 0.956 | 0.956 | 0.954 | 0.964 | 0.964 | 0.954 | 0.954 | 0.958 | 0.969 | 0.969 | 0.958 | 0.958 | 0.96 | 0.97 | 0.97 | 0.96 | 0.96 | 0.955 | 0.967 | 0.967 | 0.955 | 0.955 | 0.951 | 0.965 | 0.965 | 0.951 | 0.951 | 0.945 | 0.96 | 0.96 | 0.945 | 0.945 | 0.941 | 0.955 | 0.955 | 0.941 | 0.941 | 0.941 | 0.958 | 0.958 | 0.941 | 0.941 | 0.944 | 0.958 | 0.958 | 0.944 | 0.944 | 0.945 | 0.96 | 0.96 | 0.945 | 0.945
Bawnmore Windfarm | BN1 | GU_401150 | MACROOM | 110 | 0.984 | 0.99 | 0.994 | 0.988 | 0.984 | 0.981 | 0.987 | 0.991 | 0.985 | 0.981 | 0.982 | 0.989 | 0.993 | 0.986 | 0.982 | 0.979 | 0.987 | 0.991 | 0.983 | 0.979 | 0.978 | 0.985 | 0.989 | 0.982 | 0.978 | 0.978 | 0.987 | 0.991 | 0.982 | 0.978 | 0.975 | 0.985 | 0.989 | 0.979 | 0.975 | 0.982 | 0.989 | 0.993 | 0.986 | 0.982 | 0.987 | 0.994 | 0.998 | 0.991 | 0.987 | 0.984 | 0.993 | 0.997 | 0.988 | 0.984 | 0.983 | 0.993 | 0.997 | 0.987 | 0.983 | 0.982 | 0.991 | 0.995 | 0.986 | 0.982
BRUREE HYDRO | BR1 | GU_400670 | CHARLEVI | 110 | 0.977 | 0.984 | 0.984 | 0.977 | 0.977 | 0.975 | 0.982 | 0.982 | 0.975 | 0.975 | 0.975 | 0.984 | 0.984 | 0.975 | 0.975 | 0.973 | 0.982 | 0.982 | 0.973 | 0.973 | 0.972 | 0.98 | 0.98 | 0.972 | 0.972 | 0.972 | 0.981 | 0.981 | 0.972 | 0.972 | 0.97 | 0.98 | 0.98 | 0.97 | 0.97 | 0.976 | 0.984 | 0.984 | 0.976 | 0.976 | 0.98 | 0.988 | 0.988 | 0.98 | 0.98 | 0.978 | 0.987 | 0.987 | 0.978 | 0.978 | 0.977 | 0.987 | 0.987 | 0.977 | 0.977 | 0.976 | 0.986 | 0.986 | 0.976 | 0.976
Ballybay | BS1 | GU_402140 | THURLES | 110 | 0.975 | 0.984 | 0.984 | 0.975 | 0.975 | 0.974 | 0.982 | 0.982 | 0.974 | 0.974 | 0.974 | 0.983 | 0.983 | 0.974 | 0.974 | 0.973 | 0.983 | 0.983 | 0.973 | 0.973 | 0.974 | 0.982 | 0.982 | 0.974 | 0.974 | 0.974 | 0.983 | 0.983 | 0.974 | 0.974 | 0.968 | 0.981 | 0.981 | 0.968 | 0.968 | 0.974 | 0.985 | 0.985 | 0.974 | 0.974 | 0.973 | 0.985 | 0.985 | 0.973 | 0.973 | 0.971 | 0.984 | 0.984 | 0.971 | 0.971 | 0.971 | 0.984 | 0.984 | 0.971 | 0.971 | 0.971 | 0.984 | 0.984 | 0.971 | 0.971
Booltiagh Windfarm | BT1 | GU_401720 | BOOLTIAG | 110 | 0.979 | 0.984 | 0.984 | 0.979 | 0.979 | 0.979 | 0.983 | 0.983 | 0.979 | 0.979 | 0.978 | 0.983 | 0.983 | 0.978 | 0.978 | 0.974 | 0.979 | 0.979 | 0.974 | 0.974 | 0.974 | 0.978 | 0.978 | 0.974 | 0.974 | 0.974 | 0.98 | 0.98 | 0.974 | 0.974 | 0.98 | 0.986 | 0.986 | 0.98 | 0.98 | 0.983 | 0.989 | 0.989 | 0.983 | 0.983 | 0.983 | 0.989 | 0.989 | 0.983 | 0.983 | 0.981 | 0.988 | 0.988 | 0.981 | 0.981 | 0.98 | 0.988 | 0.988 | 0.98 | 0.98 | 0.98 | 0.987 | 0.987 | 0.98 | 0.98
Booltiagh 2 Wind Farm | BT2 | GU_401730 | BOOLTIAG | 110 | 0.979 | 0.984 | 0.984 | 0.979 | 0.979 | 0.979 | 0.983 | 0.983 | 0.979 | 0.979 | 0.978 | 0.983 | 0.983 | 0.978 | 0.978 | 0.974 | 0.979 | 0.979 | 0.974 | 0.974 | 0.974 | 0.978 | 0.978 | 0.974 | 0.974 | 0.974 | 0.98 | 0.98 | 0.974 | 0.974 | 0.98 | 0.986 | 0.986 | 0.98 | 0.98 | 0.983 | 0.989 | 0.989 | 0.983 | 0.983 | 0.983 | 0.989 | 0.989 | 0.983 | 0.983 | 0.981 | 0.988 | 0.988 | 0.981 | 0.981 | 0.98 | 0.988 | 0.988 | 0.98 | 0.98 | 0.98 | 0.987 | 0.987 | 0.98 | 0.98
Bruckana Wind Farm Limited | BU1 | GU_401700 | LISHEEN | 110 | 0.96 | 0.968 | 0.968 | 0.96 | 0.96 | 0.959 | 0.966 | 0.966 | 0.959 | 0.959 | 0.959 | 0.967 | 0.967 | 0.959 | 0.959 | 0.958 | 0.967 | 0.967 | 0.958 | 0.958 | 0.959 | 0.966 | 0.966 | 0.959 | 0.959 | 0.959 | 0.967 | 0.967 | 0.959 | 0.959 | 0.953 | 0.965 | 0.965 | 0.953 | 0.953 | 0.958 | 0.968 | 0.968 | 0.958 | 0.958 | 0.957 | 0.969 | 0.969 | 0.957 | 0.957 | 0.955 | 0.968 | 0.968 | 0.955 | 0.955 | 0.955 | 0.968 | 0.968 | 0.955 | 0.955 | 0.955 | 0.967 | 0.967 | 0.955 | 0.955
Ballywater Generator Unit | BW1 | GU_400130 | CRANE | 110 | 0.998 | 1.001 | 1.001 | 0.998 | 0.998 | 0.991 | 0.995 | 0.995 | 0.991 | 0.991 | 0.994 | 0.997 | 0.997 | 0.994 | 0.994 | 0.993 | 0.997 | 0.997 | 0.993 | 0.993 | 0.992 | 0.995 | 0.995 | 0.992 | 0.992 | 0.998 | 1.002 | 1.002 | 0.998 | 0.998 | 0.987 | 0.996 | 0.996 | 0.987 | 0.987 | 0.987 | 0.993 | 0.993 | 0.987 | 0.987 | 0.996 | 1.003 | 1.003 | 0.996 | 0.996 | 0.996 | 1.003 | 1.003 | 0.996 | 0.996 | 0.996 | 1.004 | 1.004 | 0.996 | 0.996 | 0.996 | 1.003 | 1.003 | 0.996 | 0.996
Ballymartin Wind Farm Phase 1 | BX1 | GU_401710 | WATERFOR | 110 | 0.951 | 0.955 | 0.959 | 0.955 | 0.951 | 0.94 | 0.945 | 0.949 | 0.944 | 0.94 | 0.943 | 0.949 | 0.953 | 0.947 | 0.943 | 0.941 | 0.948 | 0.952 | 0.945 | 0.941 | 0.94 | 0.945 | 0.949 | 0.944 | 0.94 | 0.949 | 0.955 | 0.959 | 0.953 | 0.949 | 0.936 | 0.945 | 0.949 | 0.94 | 0.936 | 0.937 | 0.943 | 0.947 | 0.941 | 0.937 | 0.951 | 0.958 | 0.962 | 0.955 | 0.951 | 0.95 | 0.957 | 0.961 | 0.954 | 0.95 | 0.949 | 0.958 | 0.962 | 0.953 | 0.949 | 0.949 | 0.957 | 0.961 | 0.953 | 0.949
Ballymartin Wind Farm Phase 2 | BX2 | GU_401760 | WATERFOR | 110 | 0.951 | 0.955 | 0.959 | 0.955 | 0.951 | 0.94 | 0.945 | 0.949 | 0.944 | 0.94 | 0.943 | 0.949 | 0.953 | 0.947 | 0.943 | 0.941 | 0.948 | 0.952 | 0.945 | 0.941 | 0.94 | 0.945 | 0.949 | 0.944 | 0.94 | 0.949 | 0.955 | 0.959 | 0.953 | 0.949 | 0.936 | 0.945 | 0.949 | 0.94 | 0.936 | 0.937 | 0.943 | 0.947 | 0.941 | 0.937 | 0.951 | 0.958 | 0.962 | 0.955 | 0.951 | 0.95 | 0.957 | 0.961 | 0.954 | 0.95 | 0.949 | 0.958 | 0.962 | 0.953 | 0.949 | 0.949 | 0.957 | 0.961 | 0.953 | 0.949
Ballycadden Wind Farm | BY1 | GU_401290 | LODGEWOO | 110 | 0.976 | 0.979 | 0.979 | 0.976 | 0.976 | 0.969 | 0.972 | 0.972 | 0.969 | 0.969 | 0.971 | 0.975 | 0.975 | 0.971 | 0.971 | 0.97 | 0.974 | 0.974 | 0.97 | 0.97 | 0.969 | 0.972 | 0.972 | 0.969 | 0.969 | 0.976 | 0.979 | 0.979 | 0.976 | 0.976 | 0.965 | 0.973 | 0.973 | 0.965 | 0.965 | 0.965 | 0.971 | 0.971 | 0.965 | 0.965 | 0.975 | 0.981 | 0.981 | 0.975 | 0.975 | 0.975 | 0.981 | 0.981 | 0.975 | 0.975 | 0.974 | 0.981 | 0.981 | 0.974 | 0.974 | 0.974 | 0.98 | 0.98 | 0.974 | 0.974
Ballycadden Wind Farm Phase 2 | BY2 | GU_401360 | LODGEWOO | 110 | 0.976 | 0.979 | 0.979 | 0.976 | 0.976 | 0.969 | 0.972 | 0.972 | 0.969 | 0.969 | 0.971 | 0.975 | 0.975 | 0.971 | 0.971 | 0.97 | 0.974 | 0.974 | 0.97 | 0.97 | 0.969 | 0.972 | 0.972 | 0.969 | 0.969 | 0.976 | 0.979 | 0.979 | 0.976 | 0.976 | 0.965 | 0.973 | 0.973 | 0.965 | 0.965 | 0.965 | 0.971 | 0.971 | 0.965 | 0.965 | 0.975 | 0.981 | 0.981 | 0.975 | 0.975 | 0.975 | 0.981 | 0.981 | 0.975 | 0.975 | 0.974 | 0.981 | 0.981 | 0.974 | 0.974 | 0.974 | 0.98 | 0.98 | 0.974 | 0.974
Cark Wind Farm | CAR | GU_401630 | LETTERKE | 110 | 0.974 | 0.984 | 0.984 | 0.974 | 0.974 | 0.977 | 0.987 | 0.987 | 0.977 | 0.977 | 0.975 | 0.984 | 0.984 | 0.975 | 0.975 | 0.98 | 0.988 | 0.988 | 0.98 | 0.98 | 0.981 | 0.988 | 0.988 | 0.981 | 0.981 | 0.978 | 0.986 | 0.986 | 0.978 | 0.978 | 0.975 | 0.985 | 0.985 | 0.975 | 0.975 | 0.97 | 0.98 | 0.98 | 0.97 | 0.97 | 0.967 | 0.977 | 0.977 | 0.967 | 0.967 | 0.967 | 0.979 | 0.979 | 0.967 | 0.967 | 0.969 | 0.98 | 0.98 | 0.969 | 0.969 | 0.971 | 0.981 | 0.981 | 0.971 | 0.971
Carraigcannon Windfarm (Gen Unit) | CD1 | GU_401070 | BOGGERAG | 110 | 0.962 | 0.968 | 0.968 | 0.962 | 0.962 | 0.96 | 0.966 | 0.966 | 0.96 | 0.96 | 0.96 | 0.968 | 0.968 | 0.96 | 0.96 | 0.957 | 0.965 | 0.965 | 0.957 | 0.957 | 0.956 | 0.963 | 0.963 | 0.956 | 0.956 | 0.956 | 0.965 | 0.965 | 0.956 | 0.956 | 0.954 | 0.964 | 0.964 | 0.954 | 0.954 | 0.96 | 0.968 | 0.968 | 0.96 | 0.96 | 0.965 | 0.973 | 0.973 | 0.965 | 0.965 | 0.963 | 0.971 | 0.971 | 0.963 | 0.963 | 0.962 | 0.971 | 0.971 | 0.962 | 0.962 | 0.961 | 0.97 | 0.97 | 0.961 | 0.961
Coomagearlahy Generator Unit | CG1 | GU_400430 | COOMAGEA | 110 | 0.97 | 0.976 | 0.976 | 0.97 | 0.97 | 0.968 | 0.974 | 0.974 | 0.968 | 0.968 | 0.969 | 0.976 | 0.976 | 0.969 | 0.969 | 0.965 | 0.973 | 0.973 | 0.965 | 0.965 | 0.964 | 0.971 | 0.971 | 0.964 | 0.964 | 0.964 | 0.972 | 0.972 | 0.964 | 0.964 | 0.964 | 0.973 | 0.973 | 0.964 | 0.964 | 0.97 | 0.977 | 0.977 | 0.97 | 0.97 | 0.973 | 0.98 | 0.98 | 0.973 | 0.973 | 0.971 | 0.979 | 0.979 | 0.971 | 0.971 | 0.97 | 0.979 | 0.979 | 0.97 | 0.97 | 0.969 | 0.978 | 0.978 | 0.969 | 0.969
SWS Green Energy Gen Unit (Sillahertane) | CG2 | GU_400730 | COOMAGEA | 110 | 0.97 | 0.976 | 0.976 | 0.97 | 0.97 | 0.968 | 0.974 | 0.974 | 0.968 | 0.968 | 0.969 | 0.976 | 0.976 | 0.969 | 0.969 | 0.965 | 0.973 | 0.973 | 0.965 | 0.965 | 0.964 | 0.971 | 0.971 | 0.964 | 0.964 | 0.964 | 0.972 | 0.972 | 0.964 | 0.964 | 0.964 | 0.973 | 0.973 | 0.964 | 0.964 | 0.97 | 0.977 | 0.977 | 0.97 | 0.97 | 0.973 | 0.98 | 0.98 | 0.973 | 0.973 | 0.971 | 0.979 | 0.979 | 0.971 | 0.971 | 0.97 | 0.979 | 0.979 | 0.97 | 0.97 | 0.969 | 0.978 | 0.978 | 0.969 | 0.969
SWS Kilgarvan Ext Inchincoosh | CG3 | GU_400731 | COOMAGEA | 110 | 0.97 | 0.976 | 0.976 | 0.97 | 0.97 | 0.968 | 0.974 | 0.974 | 0.968 | 0.968 | 0.969 | 0.976 | 0.976 | 0.969 | 0.969 | 0.965 | 0.973 | 0.973 | 0.965 | 0.965 | 0.964 | 0.971 | 0.971 | 0.964 | 0.964 | 0.964 | 0.972 | 0.972 | 0.964 | 0.964 | 0.964 | 0.973 | 0.973 | 0.964 | 0.964 | 0.97 | 0.977 | 0.977 | 0.97 | 0.97 | 0.973 | 0.98 | 0.98 | 0.973 | 0.973 | 0.971 | 0.979 | 0.979 | 0.971 | 0.971 | 0.97 | 0.979 | 0.979 | 0.97 | 0.97 | 0.969 | 0.978 | 0.978 | 0.969 | 0.969
Pallas Generator Unit | CJ1 | GU_400660 | CLAHANE | 110 | 0.975 | 0.979 | 0.979 | 0.975 | 0.975 | 0.975 | 0.979 | 0.979 | 0.975 | 0.975 | 0.974 | 0.98 | 0.98 | 0.974 | 0.974 | 0.971 | 0.977 | 0.977 | 0.971 | 0.971 | 0.97 | 0.975 | 0.975 | 0.97 | 0.97 | 0.969 | 0.975 | 0.975 | 0.969 | 0.969 | 0.976 | 0.981 | 0.981 | 0.976 | 0.976 | 0.98 | 0.983 | 0.983 | 0.98 | 0.98 | 0.98 | 0.984 | 0.984 | 0.98 | 0.98 | 0.978 | 0.984 | 0.984 | 0.978 | 0.978 | 0.978 | 0.983 | 0.983 | 0.978 | 0.978 | 0.977 | 0.982 | 0.982 | 0.977 | 0.977
Clahane 2 Windfarm | CJ2 | GU_401980 | CLAHANE | 110 | 0.975 | 0.979 | 0.979 | 0.975 | 0.975 | 0.975 | 0.979 | 0.979 | 0.975 | 0.975 | 0.974 | 0.98 | 0.98 | 0.974 | 0.974 | 0.971 | 0.977 | 0.977 | 0.971 | 0.971 | 0.97 | 0.975 | 0.975 | 0.97 | 0.97 | 0.969 | 0.975 | 0.975 | 0.969 | 0.969 | 0.976 | 0.981 | 0.981 | 0.976 | 0.976 | 0.98 | 0.983 | 0.983 | 0.98 | 0.98 | 0.98 | 0.984 | 0.984 | 0.98 | 0.98 | 0.978 | 0.984 | 0.984 | 0.978 | 0.978 | 0.978 | 0.983 | 0.983 | 0.978 | 0.978 | 0.977 | 0.982 | 0.982 | 0.977 | 0.977
Castledockrell Windfarm (Gen Unit) | CK1 | GU_401100 | LODGEWOO | 110 | 0.997 | 1 | 1 | 0.997 | 0.997 | 0.99 | 0.993 | 0.993 | 0.99 | 0.99 | 0.992 | 0.996 | 0.996 | 0.992 | 0.992 | 0.991 | 0.995 | 0.995 | 0.991 | 0.991 | 0.99 | 0.993 | 0.993 | 0.99 | 0.99 | 0.997 | 1 | 1 | 0.997 | 0.997 | 0.986 | 0.994 | 0.994 | 0.986 | 0.986 | 0.986 | 0.992 | 0.992 | 0.986 | 0.986 | 0.996 | 1.002 | 1.002 | 0.996 | 0.996 | 0.996 | 1.002 | 1.002 | 0.996 | 0.996 | 0.995 | 1.002 | 1.002 | 0.995 | 0.995 | 0.995 | 1.001 | 1.001 | 0.995 | 0.995
Cloghboola Wind Farm | CL1 | GU_401830 | CLOGHBOO | 110 | 0.974 | 0.977 | 0.977 | 0.974 | 0.974 | 0.973 | 0.976 | 0.976 | 0.973 | 0.973 | 0.973 | 0.977 | 0.977 | 0.973 | 0.973 | 0.968 | 0.973 | 0.973 | 0.968 | 0.968 | 0.967 | 0.971 | 0.971 | 0.967 | 0.967 | 0.967 | 0.973 | 0.973 | 0.967 | 0.967 | 0.974 | 0.981 | 0.981 | 0.974 | 0.974 | 0.978 | 0.983 | 0.983 | 0.978 | 0.978 | 0.978 | 0.984 | 0.984 | 0.978 | 0.978 | 0.977 | 0.983 | 0.983 | 0.977 | 0.977 | 0.977 | 0.983 | 0.983 | 0.977 | 0.977 | 0.975 | 0.982 | 0.982 | 0.975 | 0.975
Curraghmore Hydro Plant | CM1 | GU_401200 | BALLYLIC | 110 | 0.969 | 0.977 | 0.977 | 0.969 | 0.969 | 0.967 | 0.976 | 0.976 | 0.967 | 0.967 | 0.968 | 0.977 | 0.977 | 0.968 | 0.968 | 0.965 | 0.976 | 0.976 | 0.965 | 0.965 | 0.964 | 0.974 | 0.974 | 0.964 | 0.964 | 0.964 | 0.974 | 0.974 | 0.964 | 0.964 | 0.96 | 0.972 | 0.972 | 0.96 | 0.96 | 0.966 | 0.976 | 0.976 | 0.966 | 0.966 | 0.971 | 0.98 | 0.98 | 0.971 | 0.971 | 0.969 | 0.979 | 0.979 | 0.969 | 0.969 | 0.968 | 0.979 | 0.979 | 0.968 | 0.968 | 0.967 | 0.978 | 0.978 | 0.967 | 0.967
Carnsore Point Generator Unit | CNS | GU_400470 | WEXFORD | 110 | 0.999 | 1.005 | 1.005 | 0.999 | 0.999 | 0.992 | 0.997 | 0.997 | 0.992 | 0.992 | 0.994 | 1 | 1 | 0.994 | 0.994 | 0.993 | 0.999 | 0.999 | 0.993 | 0.993 | 0.993 | 0.997 | 0.997 | 0.993 | 0.993 | 1 | 1.005 | 1.005 | 1 | 1 | 0.987 | 0.997 | 0.997 | 0.987 | 0.987 | 0.987 | 0.994 | 0.994 | 0.987 | 0.987 | 0.997 | 1.005 | 1.005 | 0.997 | 0.997 | 0.997 | 1.005 | 1.005 | 0.997 | 0.997 | 0.997 | 1.006 | 1.006 | 0.997 | 0.997 | 0.997 | 1.006 | 1.006 | 0.997 | 0.997
Cappawhite | CP1 | GU_402150 | CAUTEEN | 110 | 0.977 | 0.984 | 0.984 | 0.977 | 0.977 | 0.975 | 0.981 | 0.981 | 0.975 | 0.975 | 0.975 | 0.983 | 0.983 | 0.975 | 0.975 | 0.972 | 0.981 | 0.981 | 0.972 | 0.972 | 0.972 | 0.979 | 0.979 | 0.972 | 0.972 | 0.973 | 0.982 | 0.982 | 0.973 | 0.973 | 0.971 | 0.982 | 0.982 | 0.971 | 0.971 | 0.976 | 0.984 | 0.984 | 0.976 | 0.976 | 0.978 | 0.987 | 0.987 | 0.978 | 0.978 | 0.976 | 0.986 | 0.986 | 0.976 | 0.976 | 0.975 | 0.986 | 0.986 | 0.975 | 0.975 | 0.975 | 0.985 | 0.985 | 0.975 | 0.975
Cappawhite B Windfarm | CP3 | GU_402340 | CAUTEEN | 110 | 0.977 | 0.984 | 0.984 | 0.977 | 0.977 | 0.975 | 0.981 | 0.981 | 0.975 | 0.975 | 0.975 | 0.983 | 0.983 | 0.975 | 0.975 | 0.972 | 0.981 | 0.981 | 0.972 | 0.972 | 0.972 | 0.979 | 0.979 | 0.972 | 0.972 | 0.973 | 0.982 | 0.982 | 0.973 | 0.973 | 0.971 | 0.982 | 0.982 | 0.971 | 0.971 | 0.976 | 0.984 | 0.984 | 0.976 | 0.976 | 0.978 | 0.987 | 0.987 | 0.978 | 0.978 | 0.976 | 0.986 | 0.986 | 0.976 | 0.976 | 0.975 | 0.986 | 0.986 | 0.975 | 0.975 | 0.975 | 0.985 | 0.985 | 0.975 | 0.975
Clady Generating Station | CU1 | GU_401190 | BINBANE | 110 | 0.976 | 0.985 | 0.985 | 0.976 | 0.976 | 0.979 | 0.988 | 0.988 | 0.979 | 0.979 | 0.976 | 0.985 | 0.985 | 0.976 | 0.976 | 0.98 | 0.988 | 0.988 | 0.98 | 0.98 | 0.982 | 0.989 | 0.989 | 0.982 | 0.982 | 0.979 | 0.987 | 0.987 | 0.979 | 0.979 | 0.977 | 0.985 | 0.985 | 0.977 | 0.977 | 0.973 | 0.981 | 0.981 | 0.973 | 0.973 | 0.969 | 0.977 | 0.977 | 0.969 | 0.969 | 0.968 | 0.979 | 0.979 | 0.968 | 0.968 | 0.97 | 0.98 | 0.98 | 0.97 | 0.97 | 0.971 | 0.981 | 0.981 | 0.971 | 0.971
Cuillagh Generator Unit | CUH | GU_400030 | LETTERKE | 110 | 0.974 | 0.984 | 0.984 | 0.974 | 0.974 | 0.977 | 0.987 | 0.987 | 0.977 | 0.977 | 0.975 | 0.984 | 0.984 | 0.975 | 0.975 | 0.98 | 0.988 | 0.988 | 0.98 | 0.98 | 0.981 | 0.988 | 0.988 | 0.981 | 0.981 | 0.978 | 0.986 | 0.986 | 0.978 | 0.978 | 0.975 | 0.985 | 0.985 | 0.975 | 0.975 | 0.97 | 0.98 | 0.98 | 0.97 | 0.97 | 0.967 | 0.977 | 0.977 | 0.967 | 0.967 | 0.967 | 0.979 | 0.979 | 0.967 | 0.967 | 0.969 | 0.98 | 0.98 | 0.969 | 0.969 | 0.971 | 0.981 | 0.981 | 0.971 | 0.971
Coomacheo Generator Unit | CZ1 | GU_400591 | GARROW | 110 | 0.972 | 0.978 | 0.978 | 0.972 | 0.972 | 0.97 | 0.976 | 0.976 | 0.97 | 0.97 | 0.971 | 0.977 | 0.977 | 0.971 | 0.971 | 0.967 | 0.974 | 0.974 | 0.967 | 0.967 | 0.966 | 0.972 | 0.972 | 0.966 | 0.966 | 0.966 | 0.974 | 0.974 | 0.966 | 0.966 | 0.965 | 0.974 | 0.974 | 0.965 | 0.965 | 0.97 | 0.977 | 0.977 | 0.97 | 0.97 | 0.974 | 0.981 | 0.981 | 0.974 | 0.974 | 0.972 | 0.98 | 0.98 | 0.972 | 0.972 | 0.971 | 0.98 | 0.98 | 0.971 | 0.971 | 0.97 | 0.978 | 0.978 | 0.97 | 0.97
Glanaruddery 1 Windfarm | DA1 | GU_402230 | CLOGHBOO | 110 | 0.974 | 0.977 | 0.977 | 0.974 | 0.974 | 0.973 | 0.976 | 0.976 | 0.973 | 0.973 | 0.973 | 0.977 | 0.977 | 0.973 | 0.973 | 0.968 | 0.973 | 0.973 | 0.968 | 0.968 | 0.967 | 0.971 | 0.971 | 0.967 | 0.967 | 0.967 | 0.973 | 0.973 | 0.967 | 0.967 | 0.974 | 0.981 | 0.981 | 0.974 | 0.974 | 0.978 | 0.983 | 0.983 | 0.978 | 0.978 | 0.978 | 0.984 | 0.984 | 0.978 | 0.978 | 0.977 | 0.983 | 0.983 | 0.977 | 0.977 | 0.977 | 0.983 | 0.983 | 0.977 | 0.977 | 0.975 | 0.982 | 0.982 | 0.975 | 0.975
Glanaruddery 2 Windfarm | DA2 | GU_402240 | CLOGHBOO | 110 | 0.974 | 0.977 | 0.977 | 0.974 | 0.974 | 0.973 | 0.976 | 0.976 | 0.973 | 0.973 | 0.973 | 0.977 | 0.977 | 0.973 | 0.973 | 0.968 | 0.973 | 0.973 | 0.968 | 0.968 | 0.967 | 0.971 | 0.971 | 0.967 | 0.967 | 0.967 | 0.973 | 0.973 | 0.967 | 0.967 | 0.974 | 0.981 | 0.981 | 0.974 | 0.974 | 0.978 | 0.983 | 0.983 | 0.978 | 0.978 | 0.978 | 0.984 | 0.984 | 0.978 | 0.978 | 0.977 | 0.983 | 0.983 | 0.977 | 0.977 | 0.977 | 0.983 | 0.983 | 0.977 | 0.977 | 0.975 | 0.982 | 0.982 | 0.975 | 0.975
Dublin Bay Generator Unit | DB1 | GU_400500 | IRISHTOW | 220 | 1.003 | 1.002 | 1.002 | 1.003 | 1.003 | 1.003 | 1.002 | 1.002 | 1.003 | 1.003 | 1.003 | 1.003 | 1.003 | 1.003 | 1.003 | 1.002 | 1.002 | 1.002 | 1.002 | 1.002 | 1.002 | 1.001 | 1.001 | 1.002 | 1.002 | 1.002 | 1.002 | 1.002 | 1.002 | 1.002 | 1.003 | 1.005 | 1.005 | 1.003 | 1.003 | 1.003 | 1.004 | 1.004 | 1.003 | 1.003 | 1.003 | 1.004 | 1.004 | 1.003 | 1.003 | 1.003 | 1.005 | 1.005 | 1.003 | 1.003 | 1.003 | 1.005 | 1.005 | 1.003 | 1.003 | 1.003 | 1.004 | 1.004 | 1.003 | 1.003
Cordal 1 Windfarm | DL1 | GU_402110 | CORDAL | 110 | 0.972 | 0.978 | 0.978 | 0.972 | 0.972 | 0.971 | 0.976 | 0.976 | 0.971 | 0.971 | 0.971 | 0.977 | 0.977 | 0.971 | 0.971 | 0.967 | 0.974 | 0.974 | 0.967 | 0.967 | 0.966 | 0.972 | 0.972 | 0.966 | 0.966 | 0.966 | 0.974 | 0.974 | 0.966 | 0.966 | 0.967 | 0.976 | 0.976 | 0.967 | 0.967 | 0.972 | 0.979 | 0.979 | 0.972 | 0.972 | 0.975 | 0.982 | 0.982 | 0.975 | 0.975 | 0.973 | 0.981 | 0.981 | 0.973 | 0.973 | 0.972 | 0.981 | 0.981 | 0.972 | 0.972 | 0.971 | 0.979 | 0.979 | 0.971 | 0.971
Cordal 2 Windfarm | DL2 | GU_402130 | CORDAL | 110 | 0.972 | 0.978 | 0.978 | 0.972 | 0.972 | 0.971 | 0.976 | 0.976 | 0.971 | 0.971 | 0.971 | 0.977 | 0.977 | 0.971 | 0.971 | 0.967 | 0.974 | 0.974 | 0.967 | 0.967 | 0.966 | 0.972 | 0.972 | 0.966 | 0.966 | 0.966 | 0.974 | 0.974 | 0.966 | 0.966 | 0.967 | 0.976 | 0.976 | 0.967 | 0.967 | 0.972 | 0.979 | 0.979 | 0.972 | 0.972 | 0.975 | 0.982 | 0.982 | 0.975 | 0.975 | 0.973 | 0.981 | 0.981 | 0.973 | 0.973 | 0.972 | 0.981 | 0.981 | 0.972 | 0.972 | 0.971 | 0.979 | 0.979 | 0.971 | 0.971
Dromada Windfarm Generator Unit | DR1 | GU_400920 | DROMADA | 110 | 0.977 | 0.98 | 0.98 | 0.977 | 0.977 | 0.976 | 0.978 | 0.978 | 0.976 | 0.976 | 0.976 | 0.98 | 0.98 | 0.976 | 0.976 | 0.971 | 0.975 | 0.975 | 0.971 | 0.971 | 0.97 | 0.973 | 0.973 | 0.97 | 0.97 | 0.97 | 0.975 | 0.975 | 0.97 | 0.97 | 0.976 | 0.983 | 0.983 | 0.976 | 0.976 | 0.98 | 0.985 | 0.985 | 0.98 | 0.98 | 0.981 | 0.986 | 0.986 | 0.981 | 0.981 | 0.979 | 0.985 | 0.985 | 0.979 | 0.979 | 0.979 | 0.985 | 0.985 | 0.979 | 0.979 | 0.978 | 0.984 | 0.984 | 0.978 | 0.978
Dromdeeveen Windfarm | DV1 | GU_401240 | GLENLARA_W | 110 | 0.977 | 0.982 | 0.986 | 0.981 | 0.977 | 0.975 | 0.98 | 0.984 | 0.979 | 0.975 | 0.975 | 0.982 | 0.986 | 0.979 | 0.975 | 0.972 | 0.979 | 0.983 | 0.976 | 0.972 | 0.971 | 0.976 | 0.98 | 0.975 | 0.971 | 0.971 | 0.978 | 0.982 | 0.975 | 0.971 | 0.972 | 0.98 | 0.984 | 0.976 | 0.972 | 0.977 | 0.983 | 0.987 | 0.981 | 0.977 | 0.98 | 0.987 | 0.991 | 0.984 | 0.98 | 0.978 | 0.986 | 0.99 | 0.982 | 0.978 | 0.977 | 0.986 | 0.99 | 0.981 | 0.977 | 0.976 | 0.984 | 0.988 | 0.98 | 0.976
Dublin Waste to Energy | DW1 | GU_402030 | RINGSEND | 110 | 1.004 | 1.004 | 1.004 | 1.004 | 1.004 | 1.005 | 1.004 | 1.004 | 1.005 | 1.005 | 1.005 | 1.005 | 1.005 | 1.005 | 1.005 | 1.004 | 1.004 | 1.004 | 1.004 | 1.004 | 1.004 | 1.003 | 1.003 | 1.004 | 1.004 | 1.004 | 1.005 | 1.005 | 1.004 | 1.004 | 1.005 | 1.007 | 1.007 | 1.005 | 1.005 | 1.005 | 1.006 | 1.006 | 1.005 | 1.005 | 1.004 | 1.006 | 1.006 | 1.004 | 1.004 | 1.005 | 1.006 | 1.006 | 1.005 | 1.005 | 1.004 | 1.007 | 1.007 | 1.004 | 1.004 | 1.005 | 1.006 | 1.006 | 1.005 | 1.005
Derrybrien Wind Farm | DY1 | GU_401440 | DERRYBRI | 110 | 0.976 | 0.981 | 0.981 | 0.976 | 0.976 | 0.974 | 0.98 | 0.98 | 0.974 | 0.974 | 0.974 | 0.981 | 0.981 | 0.974 | 0.974 | 0.97 | 0.978 | 0.978 | 0.97 | 0.97 | 0.971 | 0.978 | 0.978 | 0.971 | 0.971 | 0.971 | 0.979 | 0.979 | 0.971 | 0.971 | 0.974 | 0.982 | 0.982 | 0.974 | 0.974 | 0.98 | 0.987 | 0.987 | 0.98 | 0.98 | 0.977 | 0.984 | 0.984 | 0.977 | 0.977 | 0.975 | 0.983 | 0.983 | 0.975 | 0.975 | 0.974 | 0.983 | 0.983 | 0.974 | 0.974 | 0.974 | 0.982 | 0.982 | 0.974 | 0.974
Edenderry Power Supply | ED1 | GU_401860 | CUSHALIN | 110 | 0.975 | 0.983 | 0.983 | 0.975 | 0.975 | 0.977 | 0.984 | 0.984 | 0.977 | 0.977 | 0.982 | 0.988 | 0.988 | 0.982 | 0.982 | 0.976 | 0.984 | 0.984 | 0.976 | 0.976 | 0.977 | 0.984 | 0.984 | 0.977 | 0.977 | 0.977 | 0.984 | 0.984 | 0.977 | 0.977 | 0.977 | 0.988 | 0.988 | 0.977 | 0.977 | 1.002 | 1.009 | 1.009 | 1.002 | 1.002 | 0.979 | 0.99 | 0.99 | 0.979 | 0.979 | 0.972 | 0.984 | 0.984 | 0.972 | 0.972 | 0.972 | 0.984 | 0.984 | 0.972 | 0.972 | 0.973 | 0.983 | 0.983 | 0.973 | 0.973
Cushaling Power PPMG1 | ED3 | GU_401010 | CUSHALIN | 110 | 0.975 | 0.983 | 0.983 | 0.975 | 0.975 | 0.977 | 0.984 | 0.984 | 0.977 | 0.977 | 0.982 | 0.988 | 0.988 | 0.982 | 0.982 | 0.976 | 0.984 | 0.984 | 0.976 | 0.976 | 0.977 | 0.984 | 0.984 | 0.977 | 0.977 | 0.977 | 0.984 | 0.984 | 0.977 | 0.977 | 0.977 | 0.988 | 0.988 | 0.977 | 0.977 | 1.002 | 1.009 | 1.009 | 1.002 | 1.002 | 0.979 | 0.99 | 0.99 | 0.979 | 0.979 | 0.972 | 0.984 | 0.984 | 0.972 | 0.972 | 0.972 | 0.984 | 0.984 | 0.972 | 0.972 | 0.973 | 0.983 | 0.983 | 0.973 | 0.973
Cushaling Power PPMG2 | ED5 | GU_401011 | CUSHALIN | 110 | 0.975 | 0.983 | 0.983 | 0.975 | 0.975 | 0.977 | 0.984 | 0.984 | 0.977 | 0.977 | 0.982 | 0.988 | 0.988 | 0.982 | 0.982 | 0.976 | 0.984 | 0.984 | 0.976 | 0.976 | 0.977 | 0.984 | 0.984 | 0.977 | 0.977 | 0.977 | 0.984 | 0.984 | 0.977 | 0.977 | 0.977 | 0.988 | 0.988 | 0.977 | 0.977 | 1.002 | 1.009 | 1.009 | 1.002 | 1.002 | 0.979 | 0.99 | 0.99 | 0.979 | 0.979 | 0.972 | 0.984 | 0.984 | 0.972 | 0.972 | 0.972 | 0.984 | 0.984 | 0.972 | 0.972 | 0.973 | 0.983 | 0.983 | 0.973 | 0.973
Erne 1 Generator Unit | ER1 | GU_400210 | CLIFF | 110 | 0.977 | 0.984 | 0.984 | 0.977 | 0.977 | 0.979 | 0.985 | 0.985 | 0.979 | 0.979 | 0.976 | 0.983 | 0.983 | 0.976 | 0.976 | 0.979 | 0.985 | 0.985 | 0.979 | 0.979 | 0.981 | 0.986 | 0.986 | 0.981 | 0.981 | 0.979 | 0.986 | 0.986 | 0.979 | 0.979 | 0.98 | 0.986 | 0.986 | 0.98 | 0.98 | 0.977 | 0.983 | 0.983 | 0.977 | 0.977 | 0.974 | 0.981 | 0.981 | 0.974 | 0.974 | 0.973 | 0.982 | 0.982 | 0.973 | 0.973 | 0.975 | 0.983 | 0.983 | 0.975 | 0.975 | 0.975 | 0.983 | 0.983 | 0.975 | 0.975
Erne 2 Generator Unit | ER2 | GU_400211 | CLIFF | 110 | 0.977 | 0.984 | 0.984 | 0.977 | 0.977 | 0.979 | 0.985 | 0.985 | 0.979 | 0.979 | 0.976 | 0.983 | 0.983 | 0.976 | 0.976 | 0.979 | 0.985 | 0.985 | 0.979 | 0.979 | 0.981 | 0.986 | 0.986 | 0.981 | 0.981 | 0.979 | 0.986 | 0.986 | 0.979 | 0.979 | 0.98 | 0.986 | 0.986 | 0.98 | 0.98 | 0.977 | 0.983 | 0.983 | 0.977 | 0.977 | 0.974 | 0.981 | 0.981 | 0.974 | 0.974 | 0.973 | 0.982 | 0.982 | 0.973 | 0.973 | 0.975 | 0.983 | 0.983 | 0.975 | 0.975 | 0.975 | 0.983 | 0.983 | 0.975 | 0.975
Erne 3 Generator Unit | ER3 | GU_400220 | CATH_FAL | 110 | 0.978 | 0.984 | 0.984 | 0.978 | 0.978 | 0.979 | 0.985 | 0.985 | 0.979 | 0.979 | 0.977 | 0.983 | 0.983 | 0.977 | 0.977 | 0.98 | 0.985 | 0.985 | 0.98 | 0.98 | 0.982 | 0.986 | 0.986 | 0.982 | 0.982 | 0.979 | 0.986 | 0.986 | 0.979 | 0.979 | 0.98 | 0.986 | 0.986 | 0.98 | 0.98 | 0.977 | 0.983 | 0.983 | 0.977 | 0.977 | 0.974 | 0.981 | 0.981 | 0.974 | 0.974 | 0.973 | 0.983 | 0.983 | 0.973 | 0.973 | 0.975 | 0.982 | 0.982 | 0.975 | 0.975 | 0.976 | 0.983 | 0.983 | 0.976 | 0.976
Erne 4 Generator Unit | ER4 | GU_400221 | CATH_FAL | 110 | 0.978 | 0.984 | 0.984 | 0.978 | 0.978 | 0.979 | 0.985 | 0.985 | 0.979 | 0.979 | 0.977 | 0.983 | 0.983 | 0.977 | 0.977 | 0.98 | 0.985 | 0.985 | 0.98 | 0.98 | 0.982 | 0.986 | 0.986 | 0.982 | 0.982 | 0.979 | 0.986 | 0.986 | 0.979 | 0.979 | 0.98 | 0.986 | 0.986 | 0.98 | 0.98 | 0.977 | 0.983 | 0.983 | 0.977 | 0.977 | 0.974 | 0.981 | 0.981 | 0.974 | 0.974 | 0.973 | 0.983 | 0.983 | 0.973 | 0.973 | 0.975 | 0.982 | 0.982 | 0.975 | 0.975 | 0.976 | 0.983 | 0.983 | 0.976 | 0.976
EWIC | EW1 | I_ROIEWIC | DEESIDE | 400 | 0.953 | 0.953 | 0.953 | 0.953 | 0.953 | 0.953 | 0.953 | 0.953 | 0.953 | 0.953 | 0.953 | 0.953 | 0.953 | 0.953 | 0.953 | 0.953 | 0.953 | 0.953 | 0.953 | 0.953 | 0.953 | 0.953 | 0.953 | 0.953 | 0.953 | 0.953 | 0.953 | 0.953 | 0.953 | 0.953 | 0.953 | 0.953 | 0.953 | 0.953 | 0.953 | 0.953 | 0.953 | 0.953 | 0.953 | 0.953 | 0.953 | 0.953 | 0.953 | 0.953 | 0.953 | 0.953 | 0.953 | 0.953 | 0.953 | 0.953 | 0.953 | 0.953 | 0.953 | 0.953 | 0.953 | 0.953 | 0.953 | 0.953 | 0.953 | 0.953
Gartnaneane Generator Unit | GA2 | GU_400041 | MEATH HI | 110 | 1.004 | 1.005 | 1.005 | 1.004 | 1.004 | 1.006 | 1.007 | 1.007 | 1.006 | 1.006 | 1.005 | 1.006 | 1.006 | 1.005 | 1.005 | 1.007 | 1.008 | 1.008 | 1.007 | 1.007 | 1.008 | 1.007 | 1.007 | 1.008 | 1.008 | 1.007 | 1.007 | 1.007 | 1.007 | 1.007 | 1.007 | 1.007 | 1.007 | 1.007 | 1.007 | 1.004 | 1.005 | 1.005 | 1.004 | 1.004 | 1 | 1.002 | 1.002 | 1 | 1 | 1.001 | 1.003 | 1.003 | 1.001 | 1.001 | 1.002 | 1.004 | 1.004 | 1.002 | 1.002 | 1.003 | 1.004 | 1.004 | 1.003 | 1.003
Gortahile Windfarm Ltd Generator Unit | GE1 | GU_401060 | CARLOW | 110 | 1.014 | 1.016 | 1.02 | 1.018 | 1.014 | 1.008 | 1.011 | 1.015 | 1.012 | 1.008 | 1.01 | 1.013 | 1.017 | 1.014 | 1.01 | 1.009 | 1.012 | 1.016 | 1.013 | 1.009 | 1.008 | 1.01 | 1.014 | 1.012 | 1.008 | 1.014 | 1.017 | 1.021 | 1.018 | 1.014 | 1.004 | 1.013 | 1.017 | 1.008 | 1.004 | 1.006 | 1.012 | 1.016 | 1.01 | 1.006 | 1.012 | 1.019 | 1.023 | 1.016 | 1.012 | 1.011 | 1.018 | 1.022 | 1.015 | 1.011 | 1.011 | 1.019 | 1.023 | 1.015 | 1.011 | 1.011 | 1.018 | 1.022 | 1.015 | 1.011
Garvagh Glebe Generator Unit | GH1 | GU_400950 | GARVAGH | 110 | 0.979 | 0.986 | 0.986 | 0.979 | 0.979 | 0.981 | 0.988 | 0.988 | 0.981 | 0.981 | 0.979 | 0.986 | 0.986 | 0.979 | 0.979 | 0.98 | 0.987 | 0.987 | 0.98 | 0.98 | 0.981 | 0.986 | 0.986 | 0.981 | 0.981 | 0.98 | 0.987 | 0.987 | 0.98 | 0.98 | 0.982 | 0.987 | 0.987 | 0.982 | 0.982 | 0.98 | 0.985 | 0.985 | 0.98 | 0.98 | 0.976 | 0.982 | 0.982 | 0.976 | 0.976 | 0.976 | 0.983 | 0.983 | 0.976 | 0.976 | 0.977 | 0.984 | 0.984 | 0.977 | 0.977 | 0.978 | 0.984 | 0.984 | 0.978 | 0.978
Tullynahaw Generator Unit | GH2 | GU_400940 | GARVAGH | 110 | 0.979 | 0.986 | 0.986 | 0.979 | 0.979 | 0.981 | 0.988 | 0.988 | 0.981 | 0.981 | 0.979 | 0.986 | 0.986 | 0.979 | 0.979 | 0.98 | 0.987 | 0.987 | 0.98 | 0.98 | 0.981 | 0.986 | 0.986 | 0.981 | 0.981 | 0.98 | 0.987 | 0.987 | 0.98 | 0.98 | 0.982 | 0.987 | 0.987 | 0.982 | 0.982 | 0.98 | 0.985 | 0.985 | 0.98 | 0.98 | 0.976 | 0.982 | 0.982 | 0.976 | 0.976 | 0.976 | 0.983 | 0.983 | 0.976 | 0.976 | 0.977 | 0.984 | 0.984 | 0.977 | 0.977 | 0.978 | 0.984 | 0.984 | 0.978 | 0.978
Great Island CCGT | GI4 | GU_400762 | GREAT IS | 220 | 0.994 | 0.998 | 0.998 | 0.994 | 0.994 | 0.983 | 0.987 | 0.987 | 0.983 | 0.983 | 0.987 | 0.991 | 0.991 | 0.987 | 0.987 | 0.984 | 0.99 | 0.99 | 0.984 | 0.984 | 0.983 | 0.987 | 0.987 | 0.983 | 0.983 | 0.993 | 0.998 | 0.998 | 0.993 | 0.993 | 0.979 | 0.988 | 0.988 | 0.979 | 0.979 | 0.979 | 0.985 | 0.985 | 0.979 | 0.979 | 0.994 | 1.001 | 1.001 | 0.994 | 0.994 | 0.993 | 1 | 1 | 0.993 | 0.993 | 0.993 | 1.001 | 1.001 | 0.993 | 0.993 | 0.993 | 1 | 1 | 0.993 | 0.993
Midas Generator Unit | GLC | GU_400060 | GLANLEE | 110 | 0.97 | 0.976 | 0.976 | 0.97 | 0.97 | 0.968 | 0.974 | 0.974 | 0.968 | 0.968 | 0.969 | 0.976 | 0.976 | 0.969 | 0.969 | 0.965 | 0.973 | 0.973 | 0.965 | 0.965 | 0.964 | 0.971 | 0.971 | 0.964 | 0.964 | 0.964 | 0.972 | 0.972 | 0.964 | 0.964 | 0.964 | 0.973 | 0.973 | 0.964 | 0.964 | 0.97 | 0.977 | 0.977 | 0.97 | 0.97 | 0.973 | 0.98 | 0.98 | 0.973 | 0.973 | 0.971 | 0.979 | 0.979 | 0.971 | 0.971 | 0.97 | 0.979 | 0.979 | 0.97 | 0.97 | 0.969 | 0.978 | 0.978 | 0.969 | 0.969
Garracummer Wind Farm Ltd | GM1 | GU_401740 | CAUTEEN | 110 | 0.957 | 0.964 | 0.964 | 0.957 | 0.957 | 0.955 | 0.961 | 0.961 | 0.955 | 0.955 | 0.955 | 0.963 | 0.963 | 0.955 | 0.955 | 0.952 | 0.961 | 0.961 | 0.952 | 0.952 | 0.952 | 0.959 | 0.959 | 0.952 | 0.952 | 0.953 | 0.962 | 0.962 | 0.953 | 0.953 | 0.951 | 0.962 | 0.962 | 0.951 | 0.951 | 0.956 | 0.964 | 0.964 | 0.956 | 0.956 | 0.958 | 0.966 | 0.966 | 0.958 | 0.958 | 0.956 | 0.965 | 0.965 | 0.956 | 0.956 | 0.955 | 0.965 | 0.965 | 0.955 | 0.955 | 0.955 | 0.965 | 0.965 | 0.955 | 0.955
Barnesmore (Golagh) Windfarm | GO1 | GU_401170 | GOLAGH | 110 | 0.973 | 0.98 | 0.98 | 0.973 | 0.973 | 0.975 | 0.982 | 0.982 | 0.975 | 0.975 | 0.973 | 0.98 | 0.98 | 0.973 | 0.973 | 0.976 | 0.982 | 0.982 | 0.976 | 0.976 | 0.978 | 0.983 | 0.983 | 0.978 | 0.978 | 0.975 | 0.983 | 0.983 | 0.975 | 0.975 | 0.975 | 0.982 | 0.982 | 0.975 | 0.975 | 0.971 | 0.978 | 0.978 | 0.971 | 0.971 | 0.968 | 0.976 | 0.976 | 0.968 | 0.968 | 0.967 | 0.978 | 0.978 | 0.967 | 0.967 | 0.97 | 0.978 | 0.978 | 0.97 | 0.97 | 0.97 | 0.979 | 0.979 | 0.97 | 0.97
Grove Hill Windfarm | GR1 | GU_401890 | DUNDALK | 110 | 1.006 | 1.008 | 1.008 | 1.006 | 1.006 | 1.008 | 1.01 | 1.01 | 1.008 | 1.008 | 1.008 | 1.009 | 1.009 | 1.008 | 1.008 | 1.011 | 1.01 | 1.01 | 1.011 | 1.011 | 1.011 | 1.01 | 1.01 | 1.011 | 1.011 | 1.009 | 1.009 | 1.009 | 1.009 | 1.009 | 1.009 | 1.01 | 1.01 | 1.009 | 1.009 | 1.005 | 1.007 | 1.007 | 1.005 | 1.005 | 1.002 | 1.004 | 1.004 | 1.002 | 1.002 | 1.003 | 1.006 | 1.006 | 1.003 | 1.003 | 1.005 | 1.006 | 1.006 | 1.005 | 1.005 | 1.006 | 1.006 | 1.006 | 1.006 | 1.006
Gibbet Hill Windfarm | GT1 | GU_401340 | LODGEWOO | 110 | 0.979 | 0.982 | 0.982 | 0.979 | 0.979 | 0.972 | 0.975 | 0.975 | 0.972 | 0.972 | 0.974 | 0.978 | 0.978 | 0.974 | 0.974 | 0.973 | 0.977 | 0.977 | 0.973 | 0.973 | 0.972 | 0.975 | 0.975 | 0.972 | 0.972 | 0.979 | 0.982 | 0.982 | 0.979 | 0.979 | 0.969 | 0.976 | 0.976 | 0.969 | 0.969 | 0.969 | 0.974 | 0.974 | 0.969 | 0.969 | 0.978 | 0.984 | 0.984 | 0.978 | 0.978 | 0.978 | 0.984 | 0.984 | 0.978 | 0.978 | 0.977 | 0.984 | 0.984 | 0.977 | 0.977 | 0.977 | 0.983 | 0.983 | 0.977 | 0.977
Glenough Windfarm | GU1 | GU_401250 | CAUTEEN | 110 | 0.959 | 0.965 | 0.965 | 0.959 | 0.959 | 0.957 | 0.962 | 0.962 | 0.957 | 0.957 | 0.957 | 0.964 | 0.964 | 0.957 | 0.957 | 0.954 | 0.962 | 0.962 | 0.954 | 0.954 | 0.954 | 0.96 | 0.96 | 0.954 | 0.954 | 0.955 | 0.963 | 0.963 | 0.955 | 0.955 | 0.953 | 0.963 | 0.963 | 0.953 | 0.953 | 0.958 | 0.965 | 0.965 | 0.958 | 0.958 | 0.96 | 0.968 | 0.968 | 0.96 | 0.96 | 0.958 | 0.967 | 0.967 | 0.958 | 0.958 | 0.957 | 0.967 | 0.967 | 0.957 | 0.957 | 0.957 | 0.966 | 0.966 | 0.957 | 0.957
Grouselodge Windfarm (Gen Unit) | GW1 | GU_401090 | RATHKEAL | 110 | 0.989 | 0.993 | 0.997 | 0.993 | 0.989 | 0.988 | 0.992 | 0.996 | 0.992 | 0.988 | 0.988 | 0.993 | 0.997 | 0.992 | 0.988 | 0.983 | 0.989 | 0.993 | 0.987 | 0.983 | 0.983 | 0.987 | 0.991 | 0.987 | 0.983 | 0.983 | 0.989 | 0.993 | 0.987 | 0.983 | 0.993 | 0.996 | 1 | 0.997 | 0.993 | 0.997 | 0.998 | 1.002 | 1.001 | 0.997 | 0.997 | 0.999 | 1.003 | 1.001 | 0.997 | 0.996 | 0.999 | 1.003 | 1 | 0.996 | 0.995 | 0.998 | 1.002 | 0.999 | 0.995 | 0.994 | 0.997 | 1.001 | 0.998 | 0.994
Glencarbry Windfarm | GY1 | GU_401970 | CAUTEEN | 110 | 0.977 | 0.984 | 0.984 | 0.977 | 0.977 | 0.975 | 0.981 | 0.981 | 0.975 | 0.975 | 0.975 | 0.983 | 0.983 | 0.975 | 0.975 | 0.972 | 0.981 | 0.981 | 0.972 | 0.972 | 0.972 | 0.979 | 0.979 | 0.972 | 0.972 | 0.973 | 0.982 | 0.982 | 0.973 | 0.973 | 0.971 | 0.982 | 0.982 | 0.971 | 0.971 | 0.976 | 0.984 | 0.984 | 0.976 | 0.976 | 0.978 | 0.987 | 0.987 | 0.978 | 0.978 | 0.976 | 0.986 | 0.986 | 0.976 | 0.976 | 0.975 | 0.986 | 0.986 | 0.975 | 0.975 | 0.975 | 0.985 | 0.985 | 0.975 | 0.975
VPL Generation Unit | HN2 | GU_400540 | HUNTSTOW | 220 | 1.004 | 1.003 | 1.003 | 1.004 | 1.004 | 1.004 | 1.003 | 1.003 | 1.004 | 1.004 | 1.004 | 1.004 | 1.004 | 1.004 | 1.004 | 1.004 | 1.003 | 1.003 | 1.004 | 1.004 | 1.004 | 1.002 | 1.002 | 1.004 | 1.004 | 1.004 | 1.003 | 1.003 | 1.004 | 1.004 | 1.005 | 1.006 | 1.006 | 1.005 | 1.005 | 1.005 | 1.006 | 1.006 | 1.005 | 1.005 | 1.004 | 1.005 | 1.005 | 1.004 | 1.004 | 1.005 | 1.005 | 1.005 | 1.005 | 1.005 | 1.004 | 1.006 | 1.006 | 1.004 | 1.004 | 1.004 | 1.004 | 1.004 | 1.004 | 1.004
HPC1 Generation Unit | HNC | GU_400480 | HUNTSTOW | 220 | 1.004 | 1.003 | 1.003 | 1.004 | 1.004 | 1.004 | 1.004 | 1.004 | 1.004 | 1.004 | 1.004 | 1.004 | 1.004 | 1.004 | 1.004 | 1.004 | 1.003 | 1.003 | 1.004 | 1.004 | 1.004 | 1.002 | 1.002 | 1.004 | 1.004 | 1.004 | 1.004 | 1.004 | 1.004 | 1.004 | 1.005 | 1.006 | 1.006 | 1.005 | 1.005 | 1.005 | 1.006 | 1.006 | 1.005 | 1.005 | 1.004 | 1.005 | 1.005 | 1.004 | 1.004 | 1.004 | 1.006 | 1.006 | 1.004 | 1.004 | 1.004 | 1.006 | 1.006 | 1.004 | 1.004 | 1.004 | 1.004 | 1.004 | 1.004 | 1.004
Indaver - Meath Waste - Generator | IW1 | GU_401230 | DRYBRIDG | 110 | 1.02 | 1.021 | 1.025 | 1.024 | 1.02 | 1.022 | 1.022 | 1.026 | 1.026 | 1.022 | 1.021 | 1.022 | 1.026 | 1.025 | 1.021 | 1.022 | 1.022 | 1.026 | 1.026 | 1.022 | 1.023 | 1.022 | 1.026 | 1.027 | 1.023 | 1.022 | 1.022 | 1.026 | 1.026 | 1.022 | 1.022 | 1.023 | 1.027 | 1.026 | 1.022 | 1.021 | 1.022 | 1.026 | 1.025 | 1.021 | 1.018 | 1.02 | 1.024 | 1.022 | 1.018 | 1.019 | 1.021 | 1.025 | 1.023 | 1.019 | 1.02 | 1.021 | 1.025 | 1.024 | 1.02 | 1.02 | 1.021 | 1.025 | 1.024 | 1.02
Knockacummer Wind Farm | KC1 | GU_401770 | GLENLARA_W | 110 | 0.971 | 0.976 | 0.976 | 0.971 | 0.971 | 0.969 | 0.974 | 0.974 | 0.969 | 0.969 | 0.969 | 0.976 | 0.976 | 0.969 | 0.969 | 0.966 | 0.973 | 0.973 | 0.966 | 0.966 | 0.965 | 0.97 | 0.97 | 0.965 | 0.965 | 0.965 | 0.972 | 0.972 | 0.965 | 0.965 | 0.966 | 0.974 | 0.974 | 0.966 | 0.966 | 0.971 | 0.977 | 0.977 | 0.971 | 0.971 | 0.974 | 0.981 | 0.981 | 0.974 | 0.974 | 0.972 | 0.98 | 0.98 | 0.972 | 0.972 | 0.971 | 0.98 | 0.98 | 0.971 | 0.971 | 0.97 | 0.978 | 0.978 | 0.97 | 0.97
Knockalassa Windfarm | KD1 | GU_402310 | Slievecallan | 110 | 0.981 | 0.986 | 0.986 | 0.981 | 0.981 | 0.98 | 0.985 | 0.985 | 0.98 | 0.98 | 0.98 | 0.986 | 0.986 | 0.98 | 0.98 | 0.976 | 0.982 | 0.982 | 0.976 | 0.976 | 0.976 | 0.981 | 0.981 | 0.976 | 0.976 | 0.976 | 0.983 | 0.983 | 0.976 | 0.976 | 0.98 | 0.988 | 0.988 | 0.98 | 0.98 | 0.984 | 0.99 | 0.99 | 0.984 | 0.984 | 0.984 | 0.99 | 0.99 | 0.984 | 0.984 | 0.982 | 0.99 | 0.99 | 0.982 | 0.982 | 0.981 | 0.989 | 0.989 | 0.981 | 0.981 | 0.981 | 0.989 | 0.989 | 0.981 | 0.981
Dunneil Windfarm (Kingsmountain Phase 2) | KG2 | GU_400021 | CUNGHILL | 110 | 0.979 | 0.989 | 0.989 | 0.979 | 0.979 | 0.987 | 0.991 | 0.991 | 0.987 | 0.987 | 0.98 | 0.988 | 0.988 | 0.98 | 0.98 | 0.986 | 0.989 | 0.989 | 0.986 | 0.986 | 0.987 | 0.989 | 0.989 | 0.987 | 0.987 | 0.984 | 0.988 | 0.988 | 0.984 | 0.984 | 0.97 | 0.983 | 0.983 | 0.97 | 0.97 | 0.968 | 0.981 | 0.981 | 0.968 | 0.968 | 0.963 | 0.978 | 0.978 | 0.963 | 0.963 | 0.962 | 0.978 | 0.978 | 0.962 | 0.962 | 0.964 | 0.978 | 0.978 | 0.964 | 0.964 | 0.966 | 0.979 | 0.979 | 0.966 | 0.966
Kingsmountain Generator Unit | KGM | GU_400020 | CUNGHILL | 110 | 0.979 | 0.989 | 0.989 | 0.979 | 0.979 | 0.987 | 0.991 | 0.991 | 0.987 | 0.987 | 0.98 | 0.988 | 0.988 | 0.98 | 0.98 | 0.986 | 0.989 | 0.989 | 0.986 | 0.986 | 0.987 | 0.989 | 0.989 | 0.987 | 0.987 | 0.984 | 0.988 | 0.988 | 0.984 | 0.984 | 0.97 | 0.983 | 0.983 | 0.97 | 0.97 | 0.968 | 0.981 | 0.981 | 0.968 | 0.968 | 0.963 | 0.978 | 0.978 | 0.963 | 0.963 | 0.962 | 0.978 | 0.978 | 0.962 | 0.962 | 0.964 | 0.978 | 0.978 | 0.964 | 0.964 | 0.966 | 0.979 | 0.979 | 0.966 | 0.966
Kill Hill Wind Farm Limited | KH1 | GU_401780 | KILL HIL | 110 | 0.979 | 0.986 | 0.986 | 0.979 | 0.979 | 0.976 | 0.984 | 0.984 | 0.976 | 0.976 | 0.977 | 0.985 | 0.985 | 0.977 | 0.977 | 0.975 | 0.984 | 0.984 | 0.975 | 0.975 | 0.976 | 0.983 | 0.983 | 0.976 | 0.976 | 0.977 | 0.985 | 0.985 | 0.977 | 0.977 | 0.971 | 0.983 | 0.983 | 0.971 | 0.971 | 0.975 | 0.985 | 0.985 | 0.975 | 0.975 | 0.977 | 0.988 | 0.988 | 0.977 | 0.977 | 0.975 | 0.987 | 0.987 | 0.975 | 0.975 | 0.975 | 0.987 | 0.987 | 0.975 | 0.975 | 0.975 | 0.986 | 0.986 | 0.975 | 0.975
Cloghanaleskirt Windfarm | KI1 | GU_402280 | CLOGHBOO | 110 | 0.974 | 0.977 | 0.977 | 0.974 | 0.974 | 0.973 | 0.976 | 0.976 | 0.973 | 0.973 | 0.973 | 0.977 | 0.977 | 0.973 | 0.973 | 0.968 | 0.973 | 0.973 | 0.968 | 0.968 | 0.967 | 0.971 | 0.971 | 0.967 | 0.967 | 0.967 | 0.973 | 0.973 | 0.967 | 0.967 | 0.974 | 0.981 | 0.981 | 0.974 | 0.974 | 0.978 | 0.983 | 0.983 | 0.978 | 0.978 | 0.978 | 0.984 | 0.984 | 0.978 | 0.978 | 0.977 | 0.983 | 0.983 | 0.977 | 0.977 | 0.977 | 0.983 | 0.983 | 0.977 | 0.977 | 0.975 | 0.982 | 0.982 | 0.975 | 0.975
Knock South Windfarm | KK1 | GU_401140 | GALWAY | 110 | 0.986 | 0.99 | 0.99 | 0.986 | 0.986 | 0.987 | 0.991 | 0.991 | 0.987 | 0.987 | 0.985 | 0.99 | 0.99 | 0.985 | 0.985 | 0.983 | 0.988 | 0.988 | 0.983 | 0.983 | 0.983 | 0.986 | 0.986 | 0.983 | 0.983 | 0.982 | 0.987 | 0.987 | 0.982 | 0.982 | 0.988 | 0.993 | 0.993 | 0.988 | 0.988 | 0.989 | 0.994 | 0.994 | 0.989 | 0.989 | 0.987 | 0.993 | 0.993 | 0.987 | 0.987 | 0.986 | 0.992 | 0.992 | 0.986 | 0.986 | 0.986 | 0.992 | 0.992 | 0.986 | 0.986 | 0.986 | 0.992 | 0.992 | 0.986 | 0.986
Knocknagoum Windfarm Limited | KM1 | GU_401350 | REAMORE | 110 | 0.971 | 0.977 | 0.977 | 0.971 | 0.971 | 0.97 | 0.976 | 0.976 | 0.97 | 0.97 | 0.97 | 0.977 | 0.977 | 0.97 | 0.97 | 0.966 | 0.974 | 0.974 | 0.966 | 0.966 | 0.966 | 0.972 | 0.972 | 0.966 | 0.966 | 0.965 | 0.973 | 0.973 | 0.965 | 0.965 | 0.969 | 0.978 | 0.978 | 0.969 | 0.969 | 0.973 | 0.981 | 0.981 | 0.973 | 0.973 | 0.974 | 0.982 | 0.982 | 0.974 | 0.974 | 0.972 | 0.981 | 0.981 | 0.972 | 0.972 | 0.972 | 0.981 | 0.981 | 0.972 | 0.972 | 0.971 | 0.98 | 0.98 | 0.971 | 0.971
Knocknatallig Windfarm | KQ1 | GU_402320 | CHARLEVI | 110 | 0.977 | 0.984 | 0.984 | 0.977 | 0.977 | 0.975 | 0.982 | 0.982 | 0.975 | 0.975 | 0.975 | 0.984 | 0.984 | 0.975 | 0.975 | 0.973 | 0.982 | 0.982 | 0.973 | 0.973 | 0.972 | 0.98 | 0.98 | 0.972 | 0.972 | 0.972 | 0.981 | 0.981 | 0.972 | 0.972 | 0.97 | 0.98 | 0.98 | 0.97 | 0.97 | 0.976 | 0.984 | 0.984 | 0.976 | 0.976 | 0.98 | 0.988 | 0.988 | 0.98 | 0.98 | 0.978 | 0.987 | 0.987 | 0.978 | 0.978 | 0.977 | 0.987 | 0.987 | 0.977 | 0.977 | 0.976 | 0.986 | 0.986 | 0.976 | 0.976
Kilaveenoge 1 WF | KV1 | GU_401950 | Dunmanway | 110 | 0.973 | 0.98 | 0.98 | 0.973 | 0.973 | 0.971 | 0.978 | 0.978 | 0.971 | 0.971 | 0.971 | 0.98 | 0.98 | 0.971 | 0.971 | 0.968 | 0.978 | 0.978 | 0.968 | 0.968 | 0.968 | 0.976 | 0.976 | 0.968 | 0.968 | 0.968 | 0.977 | 0.977 | 0.968 | 0.968 | 0.965 | 0.975 | 0.975 | 0.965 | 0.965 | 0.971 | 0.979 | 0.979 | 0.971 | 0.971 | 0.976 | 0.984 | 0.984 | 0.976 | 0.976 | 0.973 | 0.982 | 0.982 | 0.973 | 0.973 | 0.972 | 0.982 | 0.982 | 0.972 | 0.972 | 0.971 | 0.981 | 0.981 | 0.971 | 0.971
Knockawarriga Generator Unit | KW1 | GU_400630 | TRIEN | 110 | 0.953 | 0.959 | 0.959 | 0.953 | 0.953 | 0.953 | 0.959 | 0.959 | 0.953 | 0.953 | 0.953 | 0.959 | 0.959 | 0.953 | 0.953 | 0.949 | 0.957 | 0.957 | 0.949 | 0.949 | 0.948 | 0.954 | 0.954 | 0.948 | 0.948 | 0.947 | 0.955 | 0.955 | 0.947 | 0.947 | 0.955 | 0.96 | 0.96 | 0.955 | 0.955 | 0.959 | 0.963 | 0.963 | 0.959 | 0.959 | 0.959 | 0.963 | 0.963 | 0.959 | 0.959 | 0.956 | 0.962 | 0.962 | 0.956 | 0.956 | 0.957 | 0.962 | 0.962 | 0.957 | 0.957 | 0.956 | 0.962 | 0.962 | 0.956 | 0.956
Kelwin | KZ1 | GU_402300 | KILPADOGGE | 110 | 0.979 | 0.981 | 0.981 | 0.979 | 0.979 | 0.978 | 0.981 | 0.981 | 0.978 | 0.978 | 0.978 | 0.982 | 0.982 | 0.978 | 0.978 | 0.973 | 0.977 | 0.977 | 0.973 | 0.973 | 0.972 | 0.975 | 0.975 | 0.972 | 0.972 | 0.973 | 0.977 | 0.977 | 0.973 | 0.973 | 0.98 | 0.985 | 0.985 | 0.98 | 0.98 | 0.984 | 0.988 | 0.988 | 0.984 | 0.984 | 0.984 | 0.988 | 0.988 | 0.984 | 0.984 | 0.983 | 0.987 | 0.987 | 0.983 | 0.983 | 0.981 | 0.987 | 0.987 | 0.981 | 0.981 | 0.981 | 0.986 | 0.986 | 0.981 | 0.981
Inniscarra (Lee unit 1) Generator Unit | LE1 | GU_400280 | INISCARR | 110 | 0.977 | 0.982 | 0.982 | 0.977 | 0.977 | 0.973 | 0.979 | 0.979 | 0.973 | 0.973 | 0.974 | 0.981 | 0.981 | 0.974 | 0.974 | 0.971 | 0.979 | 0.979 | 0.971 | 0.971 | 0.971 | 0.977 | 0.977 | 0.971 | 0.971 | 0.971 | 0.979 | 0.979 | 0.971 | 0.971 | 0.966 | 0.976 | 0.976 | 0.966 | 0.966 | 0.974 | 0.98 | 0.98 | 0.974 | 0.974 | 0.98 | 0.987 | 0.987 | 0.98 | 0.98 | 0.977 | 0.985 | 0.985 | 0.977 | 0.977 | 0.976 | 0.985 | 0.985 | 0.976 | 0.976 | 0.975 | 0.984 | 0.984 | 0.975 | 0.975
Lee unit 2 Generator Unit | LE2 | GU_400281 | INISCARR | 110 | 0.977 | 0.982 | 0.982 | 0.977 | 0.977 | 0.973 | 0.979 | 0.979 | 0.973 | 0.973 | 0.974 | 0.981 | 0.981 | 0.974 | 0.974 | 0.971 | 0.979 | 0.979 | 0.971 | 0.971 | 0.971 | 0.977 | 0.977 | 0.971 | 0.971 | 0.971 | 0.979 | 0.979 | 0.971 | 0.971 | 0.966 | 0.976 | 0.976 | 0.966 | 0.966 | 0.974 | 0.98 | 0.98 | 0.974 | 0.974 | 0.98 | 0.987 | 0.987 | 0.98 | 0.98 | 0.977 | 0.985 | 0.985 | 0.977 | 0.977 | 0.976 | 0.985 | 0.985 | 0.976 | 0.976 | 0.975 | 0.984 | 0.984 | 0.975 | 0.975
Carrigadrohid Generator Unit | LE3 | GU_400290 | CARRIGAD | 110 | 0.973 | 0.979 | 0.979 | 0.973 | 0.973 | 0.971 | 0.976 | 0.976 | 0.971 | 0.971 | 0.971 | 0.979 | 0.979 | 0.971 | 0.971 | 0.968 | 0.976 | 0.976 | 0.968 | 0.968 | 0.968 | 0.974 | 0.974 | 0.968 | 0.968 | 0.968 | 0.976 | 0.976 | 0.968 | 0.968 | 0.965 | 0.974 | 0.974 | 0.965 | 0.965 | 0.971 | 0.978 | 0.978 | 0.971 | 0.971 | 0.976 | 0.983 | 0.983 | 0.976 | 0.976 | 0.974 | 0.982 | 0.982 | 0.974 | 0.974 | 0.973 | 0.982 | 0.982 | 0.973 | 0.973 | 0.971 | 0.98 | 0.98 | 0.971 | 0.971
Leitir Guingaid Wind Farm phase 1 | LG1 | GU_401500 | SALTHILL | 110 | 0.995 | 0.999 | 1.003 | 0.999 | 0.995 | 0.996 | 1 | 1.004 | 1 | 0.996 | 0.995 | 0.999 | 1.003 | 0.999 | 0.995 | 0.992 | 0.997 | 1.001 | 0.995 | 0.992 | 0.992 | 0.996 | 1 | 0.995 | 0.992 | 0.992 | 0.996 | 1 | 0.995 | 0.992 | 0.998 | 1.003 | 1.007 | 1.002 | 0.998 | 0.998 | 1.003 | 1.007 | 1.002 | 0.998 | 0.997 | 1.002 | 1.006 | 1.001 | 0.997 | 0.995 | 1.001 | 1.005 | 0.999 | 0.995 | 0.995 | 1.001 | 1.005 | 0.999 | 0.995 | 0.995 | 1.001 | 1.005 | 0.999 | 0.995
Liffey 1 Generator Unit | LI1 | GU_400250 | POLLAPHU | 110 | 1 | 1.001 | 1.001 | 1 | 1 | 0.993 | 0.994 | 0.994 | 0.993 | 0.993 | 0.995 | 0.996 | 0.996 | 0.995 | 0.995 | 0.994 | 0.996 | 0.996 | 0.994 | 0.994 | 0.993 | 0.995 | 0.995 | 0.993 | 0.993 | 1.001 | 1.004 | 1.004 | 1.001 | 1.001 | 0.991 | 0.999 | 0.999 | 0.991 | 0.991 | 0.992 | 0.998 | 0.998 | 0.992 | 0.992 | 0.997 | 1.004 | 1.004 | 0.997 | 0.997 | 0.996 | 1.005 | 1.005 | 0.996 | 0.996 | 0.996 | 1.005 | 1.005 | 0.996 | 0.996 | 0.996 | 1.005 | 1.005 | 0.996 | 0.996
Liffey 2 Generator Unit | LI2 | GU_400251 | POLLAPHU | 110 | 1 | 1.001 | 1.001 | 1 | 1 | 0.993 | 0.994 | 0.994 | 0.993 | 0.993 | 0.995 | 0.996 | 0.996 | 0.995 | 0.995 | 0.994 | 0.996 | 0.996 | 0.994 | 0.994 | 0.993 | 0.995 | 0.995 | 0.993 | 0.993 | 1.001 | 1.004 | 1.004 | 1.001 | 1.001 | 0.991 | 0.999 | 0.999 | 0.991 | 0.991 | 0.992 | 0.998 | 0.998 | 0.992 | 0.992 | 0.997 | 1.004 | 1.004 | 0.997 | 0.997 | 0.996 | 1.005 | 1.005 | 0.996 | 0.996 | 0.996 | 1.005 | 1.005 | 0.996 | 0.996 | 0.996 | 1.005 | 1.005 | 0.996 | 0.996
Liffey 3 Hydro Unit | LI3 | GU_401220 | POLLAPHU | 110 | 1 | 1.001 | 1.001 | 1 | 1 | 0.993 | 0.994 | 0.994 | 0.993 | 0.993 | 0.995 | 0.996 | 0.996 | 0.995 | 0.995 | 0.994 | 0.996 | 0.996 | 0.994 | 0.994 | 0.993 | 0.995 | 0.995 | 0.993 | 0.993 | 1.001 | 1.004 | 1.004 | 1.001 | 1.001 | 0.991 | 0.999 | 0.999 | 0.991 | 0.991 | 0.992 | 0.998 | 0.998 | 0.992 | 0.992 | 0.997 | 1.004 | 1.004 | 0.997 | 0.997 | 0.996 | 1.005 | 1.005 | 0.996 | 0.996 | 0.996 | 1.005 | 1.005 | 0.996 | 0.996 | 0.996 | 1.005 | 1.005 | 0.996 | 0.996
Liffey 4 Generator Unit | LI4 | GU_400252 | POLLAPHU | 110 | 1 | 1.001 | 1.001 | 1 | 1 | 0.993 | 0.994 | 0.994 | 0.993 | 0.993 | 0.995 | 0.996 | 0.996 | 0.995 | 0.995 | 0.994 | 0.996 | 0.996 | 0.994 | 0.994 | 0.993 | 0.995 | 0.995 | 0.993 | 0.993 | 1.001 | 1.004 | 1.004 | 1.001 | 1.001 | 0.991 | 0.999 | 0.999 | 0.991 | 0.991 | 0.992 | 0.998 | 0.998 | 0.992 | 0.992 | 0.997 | 1.004 | 1.004 | 0.997 | 0.997 | 0.996 | 1.005 | 1.005 | 0.996 | 0.996 | 0.996 | 1.005 | 1.005 | 0.996 | 0.996 | 0.996 | 1.005 | 1.005 | 0.996 | 0.996
Liffey 5 Generator Unit | LI5 | GU_400260 | POLLAPHU | 110 | 1 | 1.001 | 1.001 | 1 | 1 | 0.993 | 0.994 | 0.994 | 0.993 | 0.993 | 0.995 | 0.996 | 0.996 | 0.995 | 0.995 | 0.994 | 0.996 | 0.996 | 0.994 | 0.994 | 0.993 | 0.995 | 0.995 | 0.993 | 0.993 | 1.001 | 1.004 | 1.004 | 1.001 | 1.001 | 0.991 | 0.999 | 0.999 | 0.991 | 0.991 | 0.992 | 0.998 | 0.998 | 0.992 | 0.992 | 0.997 | 1.004 | 1.004 | 0.997 | 0.997 | 0.996 | 1.005 | 1.005 | 0.996 | 0.996 | 0.996 | 1.005 | 1.005 | 0.996 | 0.996 | 0.996 | 1.005 | 1.005 | 0.996 | 0.996
Leanamore Windfarm | LM1 | GU_402210 | KILPADOGGE | 110 | 0.979 | 0.981 | 0.981 | 0.979 | 0.979 | 0.978 | 0.981 | 0.981 | 0.978 | 0.978 | 0.978 | 0.982 | 0.982 | 0.978 | 0.978 | 0.973 | 0.977 | 0.977 | 0.973 | 0.973 | 0.972 | 0.975 | 0.975 | 0.972 | 0.972 | 0.973 | 0.977 | 0.977 | 0.973 | 0.973 | 0.98 | 0.985 | 0.985 | 0.98 | 0.98 | 0.984 | 0.988 | 0.988 | 0.984 | 0.984 | 0.984 | 0.988 | 0.988 | 0.984 | 0.984 | 0.983 | 0.987 | 0.987 | 0.983 | 0.983 | 0.981 | 0.987 | 0.987 | 0.981 | 0.981 | 0.981 | 0.986 | 0.986 | 0.981 | 0.981
Lanesboro | LR4 | GU_400240 | LANESBOR | 110 | 0.974 | 0.979 | 0.979 | 0.974 | 0.974 | 0.975 | 0.981 | 0.981 | 0.975 | 0.975 | 0.975 | 0.98 | 0.98 | 0.975 | 0.975 | 0.974 | 0.981 | 0.981 | 0.974 | 0.974 | 0.975 | 0.98 | 0.98 | 0.975 | 0.975 | 0.982 | 0.986 | 0.986 | 0.982 | 0.982 | 0.974 | 0.983 | 0.983 | 0.974 | 0.974 | 0.976 | 0.984 | 0.984 | 0.976 | 0.976 | 0.972 | 0.98 | 0.98 | 0.972 | 0.972 | 0.97 | 0.979 | 0.979 | 0.97 | 0.97 | 0.971 | 0.979 | 0.979 | 0.971 | 0.971 | 0.972 | 0.979 | 0.979 | 0.972 | 0.972
Lisheen Windfarm Phase 1 | LS1 | GU_400840 | LISHEEN | 110 | 0.97 | 0.979 | 0.979 | 0.97 | 0.97 | 0.969 | 0.977 | 0.977 | 0.969 | 0.969 | 0.969 | 0.978 | 0.978 | 0.969 | 0.969 | 0.968 | 0.978 | 0.978 | 0.968 | 0.968 | 0.969 | 0.977 | 0.977 | 0.969 | 0.969 | 0.969 | 0.978 | 0.978 | 0.969 | 0.969 | 0.963 | 0.976 | 0.976 | 0.963 | 0.963 | 0.968 | 0.979 | 0.979 | 0.968 | 0.968 | 0.967 | 0.98 | 0.98 | 0.967 | 0.967 | 0.965 | 0.979 | 0.979 | 0.965 | 0.965 | 0.965 | 0.979 | 0.979 | 0.965 | 0.965 | 0.965 | 0.978 | 0.978 | 0.965 | 0.965
Lisheen Wind Farm 2 Ltd | LS2 | GU_401750 | LISHEEN | 110 | 0.97 | 0.979 | 0.979 | 0.97 | 0.97 | 0.969 | 0.977 | 0.977 | 0.969 | 0.969 | 0.969 | 0.978 | 0.978 | 0.969 | 0.969 | 0.968 | 0.978 | 0.978 | 0.968 | 0.968 | 0.969 | 0.977 | 0.977 | 0.969 | 0.969 | 0.969 | 0.978 | 0.978 | 0.969 | 0.969 | 0.963 | 0.976 | 0.976 | 0.963 | 0.963 | 0.968 | 0.979 | 0.979 | 0.968 | 0.968 | 0.967 | 0.98 | 0.98 | 0.967 | 0.967 | 0.965 | 0.979 | 0.979 | 0.965 | 0.965 | 0.965 | 0.979 | 0.979 | 0.965 | 0.965 | 0.965 | 0.978 | 0.978 | 0.965 | 0.965
Mulreavy Windfarm | MB1 | GU_401930 | MULREAVY | 110 | 0.97 | 0.978 | 0.978 | 0.97 | 0.97 | 0.973 | 0.98 | 0.98 | 0.973 | 0.973 | 0.97 | 0.977 | 0.977 | 0.97 | 0.97 | 0.974 | 0.98 | 0.98 | 0.974 | 0.974 | 0.975 | 0.981 | 0.981 | 0.975 | 0.975 | 0.972 | 0.98 | 0.98 | 0.972 | 0.972 | 0.972 | 0.98 | 0.98 | 0.972 | 0.972 | 0.969 | 0.976 | 0.976 | 0.969 | 0.969 | 0.965 | 0.974 | 0.974 | 0.965 | 0.965 | 0.965 | 0.975 | 0.975 | 0.965 | 0.965 | 0.967 | 0.976 | 0.976 | 0.967 | 0.967 | 0.968 | 0.976 | 0.976 | 0.968 | 0.968
Meenadreen South 2 Windfarm | MB2 | GU_401920 | MULREAVY | 110 | 0.97 | 0.978 | 0.978 | 0.97 | 0.97 | 0.973 | 0.98 | 0.98 | 0.973 | 0.973 | 0.97 | 0.977 | 0.977 | 0.97 | 0.97 | 0.974 | 0.98 | 0.98 | 0.974 | 0.974 | 0.975 | 0.981 | 0.981 | 0.975 | 0.975 | 0.972 | 0.98 | 0.98 | 0.972 | 0.972 | 0.972 | 0.98 | 0.98 | 0.972 | 0.972 | 0.969 | 0.976 | 0.976 | 0.969 | 0.969 | 0.965 | 0.974 | 0.974 | 0.965 | 0.965 | 0.965 | 0.975 | 0.975 | 0.965 | 0.965 | 0.967 | 0.976 | 0.976 | 0.967 | 0.967 | 0.968 | 0.976 | 0.976 | 0.968 | 0.968
Airoshin Generator Unit | MC1 | GU_400610 | BINBANE | 110 | 0.986 | 0.995 | 0.999 | 0.99 | 0.986 | 0.989 | 0.998 | 1.002 | 0.993 | 0.989 | 0.986 | 0.995 | 0.999 | 0.99 | 0.986 | 0.99 | 0.998 | 1.002 | 0.994 | 0.99 | 0.992 | 0.999 | 1.003 | 0.996 | 0.992 | 0.989 | 0.997 | 1.001 | 0.993 | 0.989 | 0.987 | 0.995 | 0.999 | 0.991 | 0.987 | 0.983 | 0.991 | 0.995 | 0.987 | 0.983 | 0.979 | 0.987 | 0.991 | 0.983 | 0.979 | 0.978 | 0.989 | 0.993 | 0.982 | 0.978 | 0.98 | 0.99 | 0.994 | 0.984 | 0.98 | 0.981 | 0.991 | 0.995 | 0.985 | 0.981
Meentycat Generator Unit | MCT | GU_400070 | MEENTYCA | 110 | 0.97 | 0.979 | 0.979 | 0.97 | 0.97 | 0.972 | 0.982 | 0.982 | 0.972 | 0.972 | 0.97 | 0.979 | 0.979 | 0.97 | 0.97 | 0.974 | 0.983 | 0.983 | 0.974 | 0.974 | 0.975 | 0.983 | 0.983 | 0.975 | 0.975 | 0.972 | 0.981 | 0.981 | 0.972 | 0.972 | 0.971 | 0.98 | 0.98 | 0.971 | 0.971 | 0.966 | 0.975 | 0.975 | 0.966 | 0.966 | 0.962 | 0.972 | 0.972 | 0.962 | 0.962 | 0.962 | 0.974 | 0.974 | 0.962 | 0.962 | 0.965 | 0.975 | 0.975 | 0.965 | 0.965 | 0.966 | 0.976 | 0.976 | 0.966 | 0.966
Monaincha Wind Farm | MH1 | GU_401540 | IKERRIN | 110 | 0.978 | 0.987 | 0.991 | 0.982 | 0.978 | 0.978 | 0.986 | 0.99 | 0.982 | 0.978 | 0.978 | 0.987 | 0.991 | 0.982 | 0.978 | 0.977 | 0.986 | 0.99 | 0.981 | 0.977 | 0.978 | 0.986 | 0.99 | 0.982 | 0.978 | 0.978 | 0.986 | 0.99 | 0.982 | 0.978 | 0.972 | 0.985 | 0.989 | 0.976 | 0.972 | 0.979 | 0.99 | 0.994 | 0.983 | 0.979 | 0.977 | 0.988 | 0.992 | 0.981 | 0.977 | 0.975 | 0.987 | 0.991 | 0.979 | 0.975 | 0.974 | 0.987 | 0.991 | 0.978 | 0.974 | 0.974 | 0.987 | 0.991 | 0.978 | 0.974
Mountain Lodge Wind Farm | ML1 | GU_400620 | RATRUSSA | 110 | 0.996 | 1 | 1 | 0.996 | 0.996 | 0.998 | 1.002 | 1.002 | 0.998 | 0.998 | 0.997 | 1.001 | 1.001 | 0.997 | 0.997 | 1 | 1.002 | 1.002 | 1 | 1 | 1 | 1.002 | 1.002 | 1 | 1 | 0.999 | 1.001 | 1.001 | 0.999 | 0.999 | 0.998 | 1.001 | 1.001 | 0.998 | 0.998 | 0.995 | 0.999 | 0.999 | 0.995 | 0.995 | 0.991 | 0.995 | 0.995 | 0.991 | 0.991 | 0.991 | 0.996 | 0.996 | 0.991 | 0.991 | 0.992 | 0.996 | 0.996 | 0.992 | 0.992 | 0.993 | 0.997 | 0.997 | 0.993 | 0.993
Moanmore Windfarm Generator Unit | MMR | GU_400970 | TULLABRA | 110 | 0.98 | 0.983 | 0.983 | 0.98 | 0.98 | 0.98 | 0.982 | 0.982 | 0.98 | 0.98 | 0.979 | 0.983 | 0.983 | 0.979 | 0.979 | 0.974 | 0.978 | 0.978 | 0.974 | 0.974 | 0.974 | 0.977 | 0.977 | 0.974 | 0.974 | 0.974 | 0.979 | 0.979 | 0.974 | 0.974 | 0.981 | 0.987 | 0.987 | 0.981 | 0.981 | 0.984 | 0.989 | 0.989 | 0.984 | 0.984 | 0.984 | 0.989 | 0.989 | 0.984 | 0.984 | 0.983 | 0.988 | 0.988 | 0.983 | 0.983 | 0.982 | 0.988 | 0.988 | 0.982 | 0.982 | 0.981 | 0.987 | 0.987 | 0.981 | 0.981
Mount Lucas Wind Farm Limited | MO1 | GU_401690 | MOUNTLUC | 110 | 0.981 | 0.986 | 0.986 | 0.981 | 0.981 | 0.982 | 0.987 | 0.987 | 0.982 | 0.982 | 0.986 | 0.99 | 0.99 | 0.986 | 0.986 | 0.981 | 0.987 | 0.987 | 0.981 | 0.981 | 0.982 | 0.986 | 0.986 | 0.982 | 0.982 | 0.982 | 0.986 | 0.986 | 0.982 | 0.982 | 0.982 | 0.99 | 0.99 | 0.982 | 0.982 | 1.001 | 1.007 | 1.007 | 1.001 | 1.001 | 0.983 | 0.991 | 0.991 | 0.983 | 0.983 | 0.977 | 0.986 | 0.986 | 0.977 | 0.977 | 0.978 | 0.987 | 0.987 | 0.978 | 0.978 | 0.978 | 0.986 | 0.986 | 0.978 | 0.978
Moneypoint 1 Generator Unit | MP1 | GU_400270 | MNYPG1 | 400 | 0.984 | 0.985 | 0.985 | 0.984 | 0.984 | 0.983 | 0.984 | 0.984 | 0.983 | 0.983 | 0.983 | 0.986 | 0.986 | 0.983 | 0.983 | 0.978 | 0.981 | 0.981 | 0.978 | 0.978 | 0.978 | 0.979 | 0.979 | 0.978 | 0.978 | 0.978 | 0.981 | 0.981 | 0.978 | 0.978 | 0.985 | 0.99 | 0.99 | 0.985 | 0.985 | 0.988 | 0.991 | 0.991 | 0.988 | 0.988 | 0.987 | 0.991 | 0.991 | 0.987 | 0.987 | 0.986 | 0.99 | 0.99 | 0.986 | 0.986 | 0.986 | 0.991 | 0.991 | 0.986 | 0.986 | 0.985 | 0.99 | 0.99 | 0.985 | 0.985
Moneypoint 2 Generator Unit | MP2 | GU_400271 | MNYPG2 | 400 | 0.984 | 0.985 | 0.985 | 0.984 | 0.984 | 0.983 | 0.984 | 0.984 | 0.983 | 0.983 | 0.983 | 0.986 | 0.986 | 0.983 | 0.983 | 0.978 | 0.981 | 0.981 | 0.978 | 0.978 | 0.978 | 0.979 | 0.979 | 0.978 | 0.978 | 0.978 | 0.981 | 0.981 | 0.978 | 0.978 | 0.985 | 0.99 | 0.99 | 0.985 | 0.985 | 0.988 | 0.991 | 0.991 | 0.988 | 0.988 | 0.987 | 0.991 | 0.991 | 0.987 | 0.987 | 0.986 | 0.99 | 0.99 | 0.986 | 0.986 | 0.986 | 0.991 | 0.991 | 0.986 | 0.986 | 0.985 | 0.99 | 0.99 | 0.985 | 0.985
Moneypoint 3 Generator Unit | MP3 | GU_400272 | MNYPG3 | 400 | 0.984 | 0.985 | 0.985 | 0.984 | 0.984 | 0.983 | 0.984 | 0.984 | 0.983 | 0.983 | 0.983 | 0.986 | 0.986 | 0.983 | 0.983 | 0.978 | 0.981 | 0.981 | 0.978 | 0.978 | 0.978 | 0.979 | 0.979 | 0.978 | 0.978 | 0.978 | 0.981 | 0.981 | 0.978 | 0.978 | 0.985 | 0.99 | 0.99 | 0.985 | 0.985 | 0.988 | 0.991 | 0.991 | 0.988 | 0.988 | 0.987 | 0.991 | 0.991 | 0.987 | 0.987 | 0.986 | 0.99 | 0.99 | 0.986 | 0.986 | 0.986 | 0.991 | 0.991 | 0.986 | 0.986 | 0.985 | 0.99 | 0.99 | 0.985 | 0.985
Moneypoint Windfarm | MP9 | GU_402080 | MONEYPOINT | 110 | 0.98 | 0.983 | 0.983 | 0.98 | 0.98 | 0.98 | 0.982 | 0.982 | 0.98 | 0.98 | 0.979 | 0.983 | 0.983 | 0.979 | 0.979 | 0.974 | 0.978 | 0.978 | 0.974 | 0.974 | 0.974 | 0.976 | 0.976 | 0.974 | 0.974 | 0.974 | 0.978 | 0.978 | 0.974 | 0.974 | 0.982 | 0.987 | 0.987 | 0.982 | 0.982 | 0.985 | 0.989 | 0.989 | 0.985 | 0.985 | 0.985 | 0.989 | 0.989 | 0.985 | 0.985 | 0.983 | 0.988 | 0.988 | 0.983 | 0.983 | 0.982 | 0.988 | 0.988 | 0.982 | 0.982 | 0.982 | 0.987 | 0.987 | 0.982 | 0.982
Marina Generator Unit | MRT | GU_400300 | MARINA | 110 | 0.977 | 0.983 | 0.983 | 0.977 | 0.977 | 0.974 | 0.98 | 0.98 | 0.974 | 0.974 | 0.975 | 0.983 | 0.983 | 0.975 | 0.975 | 0.972 | 0.981 | 0.981 | 0.972 | 0.972 | 0.972 | 0.978 | 0.978 | 0.972 | 0.972 | 0.972 | 0.98 | 0.98 | 0.972 | 0.972 | 0.966 | 0.977 | 0.977 | 0.966 | 0.966 | 0.973 | 0.981 | 0.981 | 0.973 | 0.973 | 0.98 | 0.988 | 0.988 | 0.98 | 0.98 | 0.977 | 0.986 | 0.986 | 0.977 | 0.977 | 0.976 | 0.986 | 0.986 | 0.976 | 0.976 | 0.975 | 0.984 | 0.984 | 0.975 | 0.975
Muingnaminnane Generator Unit | MU1 | GU_400960 | TRALEE | 110 | 0.969 | 0.975 | 0.975 | 0.969 | 0.969 | 0.969 | 0.974 | 0.974 | 0.969 | 0.969 | 0.969 | 0.975 | 0.975 | 0.969 | 0.969 | 0.965 | 0.972 | 0.972 | 0.965 | 0.965 | 0.964 | 0.97 | 0.97 | 0.964 | 0.964 | 0.964 | 0.971 | 0.971 | 0.964 | 0.964 | 0.968 | 0.976 | 0.976 | 0.968 | 0.968 | 0.972 | 0.979 | 0.979 | 0.972 | 0.972 | 0.972 | 0.98 | 0.98 | 0.972 | 0.972 | 0.971 | 0.979 | 0.979 | 0.971 | 0.971 | 0.971 | 0.979 | 0.979 | 0.971 | 0.971 | 0.97 | 0.978 | 0.978 | 0.97 | 0.97
Raheen Barr Gen Unit | MXE | GU_400810 | CASTLEBA | 110 | 0.987 | 0.996 | 0.996 | 0.987 | 0.987 | 0.99 | 1 | 1 | 0.99 | 0.99 | 0.986 | 0.995 | 0.995 | 0.986 | 0.986 | 0.986 | 0.996 | 0.996 | 0.986 | 0.986 | 0.987 | 0.995 | 0.995 | 0.987 | 0.987 | 0.985 | 0.993 | 0.993 | 0.985 | 0.985 | 0.979 | 0.988 | 0.988 | 0.979 | 0.979 | 0.978 | 0.987 | 0.987 | 0.978 | 0.978 | 0.974 | 0.984 | 0.984 | 0.974 | 0.974 | 0.972 | 0.984 | 0.984 | 0.972 | 0.972 | 0.973 | 0.983 | 0.983 | 0.973 | 0.973 | 0.973 | 0.984 | 0.984 | 0.973 | 0.973
North Wall5 Generator Unit | NW5 | GU_400311 | NORTH WA | 220 | 1.003 | 1.003 | 1.003 | 1.003 | 1.003 | 1.004 | 1.003 | 1.003 | 1.004 | 1.004 | 1.004 | 1.003 | 1.003 | 1.004 | 1.004 | 1.003 | 1.003 | 1.003 | 1.003 | 1.003 | 1.003 | 1.002 | 1.002 | 1.003 | 1.003 | 1.003 | 1.003 | 1.003 | 1.003 | 1.003 | 1.004 | 1.006 | 1.006 | 1.004 | 1.004 | 1.004 | 1.005 | 1.005 | 1.004 | 1.004 | 1.003 | 1.005 | 1.005 | 1.003 | 1.003 | 1.004 | 1.005 | 1.005 | 1.004 | 1.004 | 1.004 | 1.006 | 1.006 | 1.004 | 1.004 | 1.003 | 1.004 | 1.004 | 1.003 | 1.003
Coollegrean Windfarm | OG1 | GU_402170 | CORDAL | 110 | 0.972 | 0.978 | 0.978 | 0.972 | 0.972 | 0.971 | 0.976 | 0.976 | 0.971 | 0.971 | 0.971 | 0.977 | 0.977 | 0.971 | 0.971 | 0.967 | 0.974 | 0.974 | 0.967 | 0.967 | 0.966 | 0.972 | 0.972 | 0.966 | 0.966 | 0.966 | 0.974 | 0.974 | 0.966 | 0.966 | 0.967 | 0.976 | 0.976 | 0.967 | 0.967 | 0.972 | 0.979 | 0.979 | 0.972 | 0.972 | 0.975 | 0.982 | 0.982 | 0.975 | 0.975 | 0.973 | 0.981 | 0.981 | 0.973 | 0.973 | 0.972 | 0.981 | 0.981 | 0.972 | 0.972 | 0.971 | 0.979 | 0.979 | 0.971 | 0.971
Shellybanks PBA | PBA | GU_400324 | SHELLYBA | 220 | 1.003 | 1.002 | 1.002 | 1.003 | 1.003 | 1.003 | 1.002 | 1.002 | 1.003 | 1.003 | 1.003 | 1.003 | 1.003 | 1.003 | 1.003 | 1.002 | 1.002 | 1.002 | 1.002 | 1.002 | 1.002 | 1.001 | 1.001 | 1.002 | 1.002 | 1.003 | 1.003 | 1.003 | 1.003 | 1.003 | 1.003 | 1.005 | 1.005 | 1.003 | 1.003 | 1.003 | 1.005 | 1.005 | 1.003 | 1.003 | 1.003 | 1.005 | 1.005 | 1.003 | 1.003 | 1.003 | 1.005 | 1.005 | 1.003 | 1.003 | 1.003 | 1.005 | 1.005 | 1.003 | 1.003 | 1.003 | 1.004 | 1.004 | 1.003 | 1.003
Shellybanks PBB | PBB | GU_400325 | SHELLYBA | 220 | 1.003 | 1.002 | 1.002 | 1.003 | 1.003 | 1.003 | 1.002 | 1.002 | 1.003 | 1.003 | 1.003 | 1.003 | 1.003 | 1.003 | 1.003 | 1.002 | 1.002 | 1.002 | 1.002 | 1.002 | 1.002 | 1.001 | 1.001 | 1.002 | 1.002 | 1.003 | 1.003 | 1.003 | 1.003 | 1.003 | 1.003 | 1.005 | 1.005 | 1.003 | 1.003 | 1.003 | 1.005 | 1.005 | 1.003 | 1.003 | 1.003 | 1.005 | 1.005 | 1.003 | 1.003 | 1.003 | 1.005 | 1.005 | 1.003 | 1.003 | 1.003 | 1.005 | 1.005 | 1.003 | 1.003 | 1.003 | 1.004 | 1.004 | 1.003 | 1.003
Castlepook Windfarm | PO1 | GU_402190 | CHARLEVI | 110 | 0.977 | 0.984 | 0.984 | 0.977 | 0.977 | 0.975 | 0.982 | 0.982 | 0.975 | 0.975 | 0.975 | 0.984 | 0.984 | 0.975 | 0.975 | 0.973 | 0.982 | 0.982 | 0.973 | 0.973 | 0.972 | 0.98 | 0.98 | 0.972 | 0.972 | 0.972 | 0.981 | 0.981 | 0.972 | 0.972 | 0.97 | 0.98 | 0.98 | 0.97 | 0.97 | 0.976 | 0.984 | 0.984 | 0.976 | 0.976 | 0.98 | 0.988 | 0.988 | 0.98 | 0.98 | 0.978 | 0.987 | 0.987 | 0.978 | 0.978 | 0.977 | 0.987 | 0.987 | 0.977 | 0.977 | 0.976 | 0.986 | 0.986 | 0.976 | 0.976
Rathcahill West Windfarm | RC1 | GU_401080 | RATHKEAL | 110 | 0.99 | 0.995 | 0.998 | 0.994 | 0.99 | 0.989 | 0.994 | 0.997 | 0.993 | 0.989 | 0.989 | 0.995 | 0.998 | 0.993 | 0.989 | 0.984 | 0.99 | 0.994 | 0.988 | 0.984 | 0.984 | 0.988 | 0.992 | 0.988 | 0.984 | 0.984 | 0.99 | 0.994 | 0.988 | 0.984 | 0.995 | 0.998 | 1.002 | 0.998 | 0.995 | 0.999 | 1 | 1.004 | 1.003 | 0.999 | 0.999 | 1.001 | 1.005 | 1.003 | 0.999 | 0.998 | 1.001 | 1.005 | 1.002 | 0.998 | 0.997 | 1 | 1.004 | 1 | 0.997 | 0.996 | 0.999 | 1.003 | 0.999 | 0.996
Boolinrudda Windfarm | RD1 | GU_402270 | Slievecallan | 110 | 0.981 | 0.986 | 0.986 | 0.981 | 0.981 | 0.98 | 0.985 | 0.985 | 0.98 | 0.98 | 0.98 | 0.986 | 0.986 | 0.98 | 0.98 | 0.976 | 0.982 | 0.982 | 0.976 | 0.976 | 0.976 | 0.981 | 0.981 | 0.976 | 0.976 | 0.976 | 0.983 | 0.983 | 0.976 | 0.976 | 0.98 | 0.988 | 0.988 | 0.98 | 0.98 | 0.984 | 0.99 | 0.99 | 0.984 | 0.984 | 0.984 | 0.99 | 0.99 | 0.984 | 0.984 | 0.982 | 0.99 | 0.99 | 0.982 | 0.982 | 0.981 | 0.989 | 0.989 | 0.981 | 0.981 | 0.981 | 0.989 | 0.989 | 0.981 | 0.981
Richfield Generator Unit | RF1 | GU_400080 | WEXFORD | 110 | 0.988 | 0.994 | 0.998 | 0.992 | 0.988 | 0.981 | 0.986 | 0.99 | 0.985 | 0.981 | 0.983 | 0.989 | 0.993 | 0.987 | 0.983 | 0.982 | 0.988 | 0.992 | 0.986 | 0.982 | 0.982 | 0.986 | 0.99 | 0.986 | 0.982 | 0.989 | 0.994 | 0.998 | 0.993 | 0.989 | 0.977 | 0.986 | 0.99 | 0.98 | 0.977 | 0.977 | 0.983 | 0.987 | 0.98 | 0.977 | 0.986 | 0.994 | 0.998 | 0.99 | 0.986 | 0.986 | 0.994 | 0.998 | 0.99 | 0.986 | 0.986 | 0.995 | 0.999 | 0.99 | 0.986 | 0.986 | 0.995 | 0.999 | 0.99 | 0.986
Raheenleagh | RL1 | GU_401940 | ARKLOW | 110 | 1 | 1.002 | 1.002 | 1 | 1 | 0.997 | 0.998 | 0.998 | 0.997 | 0.997 | 0.998 | 1 | 1 | 0.998 | 0.998 | 0.997 | 0.999 | 0.999 | 0.997 | 0.997 | 0.997 | 0.998 | 0.998 | 0.997 | 0.997 | 1 | 1.002 | 1.002 | 1 | 1 | 0.994 | 1 | 1 | 0.994 | 0.994 | 0.995 | 0.999 | 0.999 | 0.995 | 0.995 | 0.999 | 1.004 | 1.004 | 0.999 | 0.999 | 0.999 | 1.004 | 1.004 | 0.999 | 0.999 | 0.999 | 1.004 | 1.004 | 0.999 | 0.999 | 0.999 | 1.003 | 1.003 | 0.999 | 0.999
Rhode Peaking 1 Generator Unit | RP1 | GU_400770 | DERRYIRO | 110 | 0.997 | 0.999 | 0.999 | 0.997 | 0.997 | 0.999 | 1 | 1 | 0.999 | 0.999 | 1 | 1.001 | 1.001 | 1 | 1 | 0.998 | 1 | 1 | 0.998 | 0.998 | 0.998 | 0.999 | 0.999 | 0.998 | 0.998 | 0.999 | 1 | 1 | 0.999 | 0.999 | 0.998 | 1.003 | 1.003 | 0.998 | 0.998 | 1.004 | 1.008 | 1.008 | 1.004 | 1.004 | 0.997 | 1.002 | 1.002 | 0.997 | 0.997 | 0.996 | 1 | 1 | 0.996 | 0.996 | 0.996 | 1.001 | 1.001 | 0.996 | 0.996 | 0.996 | 1 | 1 | 0.996 | 0.996
Rhode Peaking 2 Generator Unit | RP2 | GU_400771 | DERRYIRO | 110 | 0.997 | 0.999 | 0.999 | 0.997 | 0.997 | 0.999 | 1 | 1 | 0.999 | 0.999 | 1 | 1.001 | 1.001 | 1 | 1 | 0.998 | 1 | 1 | 0.998 | 0.998 | 0.998 | 0.999 | 0.999 | 0.998 | 0.998 | 0.999 | 1 | 1 | 0.999 | 0.999 | 0.998 | 1.003 | 1.003 | 0.998 | 0.998 | 1.004 | 1.008 | 1.008 | 1.004 | 1.004 | 0.997 | 1.002 | 1.002 | 0.997 | 0.997 | 0.996 | 1 | 1 | 0.996 | 0.996 | 0.996 | 1.001 | 1.001 | 0.996 | 0.996 | 0.996 | 1 | 1 | 0.996 | 0.996
Sliabh Bawn Windfarm | SB1 | GU_401900 | SLIABH BAWN | 110 | 0.976 | 0.982 | 0.982 | 0.976 | 0.976 | 0.978 | 0.983 | 0.983 | 0.978 | 0.978 | 0.977 | 0.983 | 0.983 | 0.977 | 0.977 | 0.976 | 0.983 | 0.983 | 0.976 | 0.976 | 0.977 | 0.982 | 0.982 | 0.977 | 0.977 | 0.982 | 0.986 | 0.986 | 0.982 | 0.982 | 0.977 | 0.985 | 0.985 | 0.977 | 0.977 | 0.978 | 0.985 | 0.985 | 0.978 | 0.978 | 0.974 | 0.981 | 0.981 | 0.974 | 0.974 | 0.972 | 0.981 | 0.981 | 0.972 | 0.972 | 0.973 | 0.981 | 0.981 | 0.973 | 0.973 | 0.974 | 0.981 | 0.981 | 0.974 | 0.974
Sealrock 3 Generator Unit | SK3 | GU_400120 | AUGHINIS | 110 | 0.969 | 0.973 | 0.973 | 0.969 | 0.969 | 0.968 | 0.971 | 0.971 | 0.968 | 0.968 | 0.967 | 0.973 | 0.973 | 0.967 | 0.967 | 0.963 | 0.969 | 0.969 | 0.963 | 0.963 | 0.962 | 0.967 | 0.967 | 0.962 | 0.962 | 0.963 | 0.97 | 0.97 | 0.963 | 0.963 | 0.968 | 0.975 | 0.975 | 0.968 | 0.968 | 0.974 | 0.978 | 0.978 | 0.974 | 0.974 | 0.974 | 0.979 | 0.979 | 0.974 | 0.974 | 0.977 | 0.983 | 0.983 | 0.977 | 0.977 | 0.971 | 0.978 | 0.978 | 0.971 | 0.971 | 0.972 | 0.978 | 0.978 | 0.972 | 0.972
Sealrock 4 Generator Unit | SK4 | GU_400121 | AUGHINIS | 110 | 0.969 | 0.973 | 0.973 | 0.969 | 0.969 | 0.968 | 0.971 | 0.971 | 0.968 | 0.968 | 0.967 | 0.973 | 0.973 | 0.967 | 0.967 | 0.963 | 0.969 | 0.969 | 0.963 | 0.963 | 0.962 | 0.967 | 0.967 | 0.962 | 0.962 | 0.963 | 0.97 | 0.97 | 0.963 | 0.963 | 0.968 | 0.975 | 0.975 | 0.968 | 0.968 | 0.974 | 0.978 | 0.978 | 0.974 | 0.974 | 0.974 | 0.979 | 0.979 | 0.974 | 0.974 | 0.977 | 0.983 | 0.983 | 0.977 | 0.977 | 0.971 | 0.978 | 0.978 | 0.971 | 0.971 | 0.972 | 0.978 | 0.978 | 0.972 | 0.972
Slievereagh Power Ltd (Wind Unit) | SL1 | GU_400671 | TIPPERAR | 110 | 0.979 | 0.987 | 0.987 | 0.979 | 0.979 | 0.977 | 0.984 | 0.984 | 0.977 | 0.977 | 0.977 | 0.985 | 0.985 | 0.977 | 0.977 | 0.975 | 0.984 | 0.984 | 0.975 | 0.975 | 0.975 | 0.983 | 0.983 | 0.975 | 0.975 | 0.976 | 0.985 | 0.985 | 0.976 | 0.976 | 0.973 | 0.984 | 0.984 | 0.973 | 0.973 | 0.977 | 0.986 | 0.986 | 0.977 | 0.977 | 0.979 | 0.989 | 0.989 | 0.979 | 0.979 | 0.978 | 0.989 | 0.989 | 0.978 | 0.978 | 0.977 | 0.988 | 0.988 | 0.977 | 0.977 | 0.977 | 0.988 | 0.988 | 0.977 | 0.977
Slievereagh Power Phase II | SL2 | GU_401460 | TIPPERAR | 110 | 0.979 | 0.987 | 0.987 | 0.979 | 0.979 | 0.977 | 0.984 | 0.984 | 0.977 | 0.977 | 0.977 | 0.985 | 0.985 | 0.977 | 0.977 | 0.975 | 0.984 | 0.984 | 0.975 | 0.975 | 0.975 | 0.983 | 0.983 | 0.975 | 0.975 | 0.976 | 0.985 | 0.985 | 0.976 | 0.976 | 0.973 | 0.984 | 0.984 | 0.973 | 0.973 | 0.977 | 0.986 | 0.986 | 0.977 | 0.977 | 0.979 | 0.989 | 0.989 | 0.979 | 0.979 | 0.978 | 0.989 | 0.989 | 0.978 | 0.978 | 0.977 | 0.988 | 0.988 | 0.977 | 0.977 | 0.977 | 0.988 | 0.988 | 0.977 | 0.977
Sorne Hill Generator Unit | SN1 | GU_400550 | TRILLICK | 110 | 0.961 | 0.973 | 0.973 | 0.961 | 0.961 | 0.965 | 0.977 | 0.977 | 0.965 | 0.965 | 0.963 | 0.973 | 0.973 | 0.963 | 0.963 | 0.967 | 0.978 | 0.978 | 0.967 | 0.967 | 0.969 | 0.979 | 0.979 | 0.969 | 0.969 | 0.964 | 0.976 | 0.976 | 0.964 | 0.964 | 0.96 | 0.974 | 0.974 | 0.96 | 0.96 | 0.954 | 0.969 | 0.969 | 0.954 | 0.954 | 0.95 | 0.964 | 0.964 | 0.95 | 0.95 | 0.95 | 0.967 | 0.967 | 0.95 | 0.95 | 0.953 | 0.967 | 0.967 | 0.953 | 0.953 | 0.954 | 0.969 | 0.969 | 0.954 | 0.954
Seecon Windfarm | SO1 | GU_401990 | UGGOOL | 110 | 0.982 | 0.987 | 0.987 | 0.982 | 0.982 | 0.984 | 0.988 | 0.988 | 0.984 | 0.984 | 0.981 | 0.987 | 0.987 | 0.981 | 0.981 | 0.979 | 0.984 | 0.984 | 0.979 | 0.979 | 0.979 | 0.983 | 0.983 | 0.979 | 0.979 | 0.978 | 0.984 | 0.984 | 0.978 | 0.978 | 0.985 | 0.991 | 0.991 | 0.985 | 0.985 | 0.986 | 0.992 | 0.992 | 0.986 | 0.986 | 0.984 | 0.99 | 0.99 | 0.984 | 0.984 | 0.983 | 0.99 | 0.99 | 0.983 | 0.983 | 0.983 | 0.99 | 0.99 | 0.983 | 0.983 | 0.983 | 0.989 | 0.989 | 0.983 | 0.983
Scartaglen 1 Windfarm | ST1 | GU_402250 | CORDAL | 110 | 0.972 | 0.978 | 0.978 | 0.972 | 0.972 | 0.971 | 0.976 | 0.976 | 0.971 | 0.971 | 0.971 | 0.977 | 0.977 | 0.971 | 0.971 | 0.967 | 0.974 | 0.974 | 0.967 | 0.967 | 0.966 | 0.972 | 0.972 | 0.966 | 0.966 | 0.966 | 0.974 | 0.974 | 0.966 | 0.966 | 0.967 | 0.976 | 0.976 | 0.967 | 0.967 | 0.972 | 0.979 | 0.979 | 0.972 | 0.972 | 0.975 | 0.982 | 0.982 | 0.975 | 0.975 | 0.973 | 0.981 | 0.981 | 0.973 | 0.973 | 0.972 | 0.981 | 0.981 | 0.972 | 0.972 | 0.971 | 0.979 | 0.979 | 0.971 | 0.971
Scartaglen 2 Windfarm | ST2 | GU_402260 | CORDAL | 110 | 0.972 | 0.978 | 0.978 | 0.972 | 0.972 | 0.971 | 0.976 | 0.976 | 0.971 | 0.971 | 0.971 | 0.977 | 0.977 | 0.971 | 0.971 | 0.967 | 0.974 | 0.974 | 0.967 | 0.967 | 0.966 | 0.972 | 0.972 | 0.966 | 0.966 | 0.966 | 0.974 | 0.974 | 0.966 | 0.966 | 0.967 | 0.976 | 0.976 | 0.967 | 0.967 | 0.972 | 0.979 | 0.979 | 0.972 | 0.972 | 0.975 | 0.982 | 0.982 | 0.975 | 0.975 | 0.973 | 0.981 | 0.981 | 0.973 | 0.973 | 0.972 | 0.981 | 0.981 | 0.972 | 0.972 | 0.971 | 0.979 | 0.979 | 0.971 | 0.971
Tarbert 1 Generator Unit | TB1 | GU_400750 | TARBERT | 110 | 0.981 | 0.983 | 0.983 | 0.981 | 0.981 | 0.98 | 0.982 | 0.982 | 0.98 | 0.98 | 0.98 | 0.983 | 0.983 | 0.98 | 0.98 | 0.975 | 0.979 | 0.979 | 0.975 | 0.975 | 0.974 | 0.977 | 0.977 | 0.974 | 0.974 | 0.975 | 0.979 | 0.979 | 0.975 | 0.975 | 0.982 | 0.987 | 0.987 | 0.982 | 0.982 | 0.985 | 0.989 | 0.989 | 0.985 | 0.985 | 0.985 | 0.989 | 0.989 | 0.985 | 0.985 | 0.984 | 0.988 | 0.988 | 0.984 | 0.984 | 0.983 | 0.988 | 0.988 | 0.983 | 0.983 | 0.982 | 0.987 | 0.987 | 0.982 | 0.982
Tarbert 2 Generator Unit | TB2 | GU_400751 | TARBERT | 110 | 0.981 | 0.983 | 0.983 | 0.981 | 0.981 | 0.98 | 0.982 | 0.982 | 0.98 | 0.98 | 0.98 | 0.983 | 0.983 | 0.98 | 0.98 | 0.975 | 0.979 | 0.979 | 0.975 | 0.975 | 0.974 | 0.977 | 0.977 | 0.974 | 0.974 | 0.975 | 0.979 | 0.979 | 0.975 | 0.975 | 0.982 | 0.987 | 0.987 | 0.982 | 0.982 | 0.985 | 0.989 | 0.989 | 0.985 | 0.985 | 0.985 | 0.989 | 0.989 | 0.985 | 0.985 | 0.984 | 0.988 | 0.988 | 0.984 | 0.984 | 0.983 | 0.988 | 0.988 | 0.983 | 0.983 | 0.982 | 0.987 | 0.987 | 0.982 | 0.982
Tarbert 3 Generator Unit | TB3 | GU_400752 | TARBERT | 220 | 0.981 | 0.983 | 0.983 | 0.981 | 0.981 | 0.98 | 0.982 | 0.982 | 0.98 | 0.98 | 0.98 | 0.983 | 0.983 | 0.98 | 0.98 | 0.975 | 0.979 | 0.979 | 0.975 | 0.975 | 0.974 | 0.977 | 0.977 | 0.974 | 0.974 | 0.975 | 0.979 | 0.979 | 0.975 | 0.975 | 0.982 | 0.987 | 0.987 | 0.982 | 0.982 | 0.985 | 0.989 | 0.989 | 0.985 | 0.985 | 0.985 | 0.989 | 0.989 | 0.985 | 0.985 | 0.984 | 0.988 | 0.988 | 0.984 | 0.984 | 0.983 | 0.989 | 0.989 | 0.983 | 0.983 | 0.982 | 0.987 | 0.987 | 0.982 | 0.982
Tarbert 4 Generator Unit | TB4 | GU_400753 | TARBERT | 220 | 0.981 | 0.983 | 0.983 | 0.981 | 0.981 | 0.98 | 0.982 | 0.982 | 0.98 | 0.98 | 0.98 | 0.983 | 0.983 | 0.98 | 0.98 | 0.975 | 0.979 | 0.979 | 0.975 | 0.975 | 0.974 | 0.977 | 0.977 | 0.974 | 0.974 | 0.975 | 0.979 | 0.979 | 0.975 | 0.975 | 0.982 | 0.987 | 0.987 | 0.982 | 0.982 | 0.985 | 0.989 | 0.989 | 0.985 | 0.985 | 0.985 | 0.989 | 0.989 | 0.985 | 0.985 | 0.984 | 0.988 | 0.988 | 0.984 | 0.984 | 0.983 | 0.989 | 0.989 | 0.983 | 0.983 | 0.982 | 0.987 | 0.987 | 0.982 | 0.982
Turlough Hill 1 Generator Unit | TH1 | GU_400360 | TURLOUGH | 220 | 1.001 | 0.999 | 0.999 | 1.001 | 1.001 | 1.001 | 0.998 | 0.998 | 1.001 | 1.001 | 1.002 | 0.998 | 0.998 | 1.002 | 1.002 | 1 | 0.997 | 0.997 | 1 | 1 | 1 | 0.996 | 0.996 | 1 | 1 | 1 | 0.998 | 0.998 | 1 | 1 | 1 | 1.001 | 1.001 | 1 | 1 | 1.002 | 1.001 | 1.001 | 1.002 | 1.002 | 1.001 | 1.001 | 1.001 | 1.001 | 1.001 | 1.002 | 1.001 | 1.001 | 1.002 | 1.002 | 1.001 | 1.001 | 1.001 | 1.001 | 1.001 | 1.001 | 1.001 | 1.001 | 1.001 | 1.001
Turlough Hill 2 Generator Unit | TH2 | GU_400361 | TURLOUGH | 220 | 1.001 | 0.999 | 0.999 | 1.001 | 1.001 | 1.001 | 0.998 | 0.998 | 1.001 | 1.001 | 1.002 | 0.998 | 0.998 | 1.002 | 1.002 | 1 | 0.997 | 0.997 | 1 | 1 | 1 | 0.996 | 0.996 | 1 | 1 | 1 | 0.998 | 0.998 | 1 | 1 | 1 | 1.001 | 1.001 | 1 | 1 | 1.002 | 1.001 | 1.001 | 1.002 | 1.002 | 1.001 | 1.001 | 1.001 | 1.001 | 1.001 | 1.002 | 1.001 | 1.001 | 1.002 | 1.002 | 1.001 | 1.001 | 1.001 | 1.001 | 1.001 | 1.001 | 1.001 | 1.001 | 1.001 | 1.001
Turlough Hill 3 Generator Unit | TH3 | GU_400362 | TURLOUGH | 220 | 1.001 | 0.999 | 0.999 | 1.001 | 1.001 | 1.001 | 0.998 | 0.998 | 1.001 | 1.001 | 1.002 | 0.998 | 0.998 | 1.002 | 1.002 | 1 | 0.997 | 0.997 | 1 | 1 | 1 | 0.996 | 0.996 | 1 | 1 | 1 | 0.998 | 0.998 | 1 | 1 | 1 | 1.001 | 1.001 | 1 | 1 | 1.002 | 1.001 | 1.001 | 1.002 | 1.002 | 1.001 | 1.001 | 1.001 | 1.001 | 1.001 | 1.002 | 1.001 | 1.001 | 1.002 | 1.002 | 1.001 | 1.001 | 1.001 | 1.001 | 1.001 | 1.001 | 1.001 | 1.001 | 1.001 | 1.001
Turlough Hill 4 Generator Unit | TH4 | GU_400363 | TURLOUGH | 220 | 1.001 | 0.999 | 0.999 | 1.001 | 1.001 | 1.001 | 0.998 | 0.998 | 1.001 | 1.001 | 1.002 | 0.998 | 0.998 | 1.002 | 1.002 | 1 | 0.997 | 0.997 | 1 | 1 | 1 | 0.996 | 0.996 | 1 | 1 | 1 | 0.998 | 0.998 | 1 | 1 | 1 | 1.001 | 1.001 | 1 | 1 | 1.002 | 1.001 | 1.001 | 1.002 | 1.002 | 1.001 | 1.001 | 1.001 | 1.001 | 1.001 | 1.002 | 1.001 | 1.001 | 1.002 | 1.002 | 1.001 | 1.001 | 1.001 | 1.001 | 1.001 | 1.001 | 1.001 | 1.001 | 1.001 | 1.001
Tullabrack Wind Farm | TK1 | GU_402050 | TULLABRA | 110 | 0.98 | 0.983 | 0.983 | 0.98 | 0.98 | 0.98 | 0.982 | 0.982 | 0.98 | 0.98 | 0.979 | 0.983 | 0.983 | 0.979 | 0.979 | 0.974 | 0.978 | 0.978 | 0.974 | 0.974 | 0.974 | 0.977 | 0.977 | 0.974 | 0.974 | 0.974 | 0.979 | 0.979 | 0.974 | 0.974 | 0.981 | 0.987 | 0.987 | 0.981 | 0.981 | 0.984 | 0.989 | 0.989 | 0.984 | 0.984 | 0.984 | 0.989 | 0.989 | 0.984 | 0.984 | 0.983 | 0.988 | 0.988 | 0.983 | 0.983 | 0.982 | 0.988 | 0.988 | 0.982 | 0.982 | 0.981 | 0.987 | 0.987 | 0.981 | 0.981
Tullynamoyle Windfarm 2 | TM2 | GU_402160 | CORDERRY | 110 | 0.981 | 0.987 | 0.987 | 0.981 | 0.981 | 0.983 | 0.989 | 0.989 | 0.983 | 0.983 | 0.981 | 0.987 | 0.987 | 0.981 | 0.981 | 0.982 | 0.988 | 0.988 | 0.982 | 0.982 | 0.983 | 0.987 | 0.987 | 0.983 | 0.983 | 0.982 | 0.988 | 0.988 | 0.982 | 0.982 | 0.983 | 0.988 | 0.988 | 0.983 | 0.983 | 0.981 | 0.986 | 0.986 | 0.981 | 0.981 | 0.978 | 0.983 | 0.983 | 0.978 | 0.978 | 0.977 | 0.984 | 0.984 | 0.977 | 0.977 | 0.978 | 0.985 | 0.985 | 0.978 | 0.978 | 0.979 | 0.985 | 0.985 | 0.979 | 0.979
Tullynamoyle 3 Windfarm | TM3 | GU_402200 | CORDERRY | 110 | 0.981 | 0.987 | 0.987 | 0.981 | 0.981 | 0.983 | 0.989 | 0.989 | 0.983 | 0.983 | 0.981 | 0.987 | 0.987 | 0.981 | 0.981 | 0.982 | 0.988 | 0.988 | 0.982 | 0.982 | 0.983 | 0.987 | 0.987 | 0.983 | 0.983 | 0.982 | 0.988 | 0.988 | 0.982 | 0.982 | 0.983 | 0.988 | 0.988 | 0.983 | 0.983 | 0.981 | 0.986 | 0.986 | 0.981 | 0.981 | 0.978 | 0.983 | 0.983 | 0.978 | 0.978 | 0.977 | 0.984 | 0.984 | 0.977 | 0.977 | 0.978 | 0.985 | 0.985 | 0.978 | 0.978 | 0.979 | 0.985 | 0.985 | 0.979 | 0.979
Tournafulla Generatot Unit | TN2 | GU_400600 | TRIEN | 110 | 0.953 | 0.959 | 0.959 | 0.953 | 0.953 | 0.953 | 0.959 | 0.959 | 0.953 | 0.953 | 0.953 | 0.959 | 0.959 | 0.953 | 0.953 | 0.95 | 0.957 | 0.957 | 0.95 | 0.95 | 0.949 | 0.954 | 0.954 | 0.949 | 0.949 | 0.948 | 0.955 | 0.955 | 0.948 | 0.948 | 0.955 | 0.96 | 0.96 | 0.955 | 0.955 | 0.959 | 0.963 | 0.963 | 0.959 | 0.959 | 0.959 | 0.963 | 0.963 | 0.959 | 0.959 | 0.956 | 0.962 | 0.962 | 0.956 | 0.956 | 0.957 | 0.962 | 0.962 | 0.957 | 0.957 | 0.956 | 0.962 | 0.962 | 0.956 | 0.956
Tawnaghmore Peaking 1 Generator Unit | TP1 | GU_400780 | MOY | 110 | 0.981 | 0.991 | 0.991 | 0.981 | 0.981 | 0.984 | 0.994 | 0.994 | 0.984 | 0.984 | 0.979 | 0.989 | 0.989 | 0.979 | 0.979 | 0.98 | 0.991 | 0.991 | 0.98 | 0.98 | 0.981 | 0.99 | 0.99 | 0.981 | 0.981 | 0.979 | 0.988 | 0.988 | 0.979 | 0.979 | 0.964 | 0.975 | 0.975 | 0.964 | 0.964 | 0.961 | 0.972 | 0.972 | 0.961 | 0.961 | 0.958 | 0.969 | 0.969 | 0.958 | 0.958 | 0.956 | 0.969 | 0.969 | 0.956 | 0.956 | 0.956 | 0.969 | 0.969 | 0.956 | 0.956 | 0.957 | 0.969 | 0.969 | 0.957 | 0.957
Tawnaghmore Peaking 3 Generator Unit | TP3 | GU_400781 | MOY | 110 | 0.981 | 0.991 | 0.991 | 0.981 | 0.981 | 0.984 | 0.994 | 0.994 | 0.984 | 0.984 | 0.979 | 0.989 | 0.989 | 0.979 | 0.979 | 0.98 | 0.991 | 0.991 | 0.98 | 0.98 | 0.981 | 0.99 | 0.99 | 0.981 | 0.981 | 0.979 | 0.988 | 0.988 | 0.979 | 0.979 | 0.964 | 0.975 | 0.975 | 0.964 | 0.964 | 0.961 | 0.972 | 0.972 | 0.961 | 0.961 | 0.958 | 0.969 | 0.969 | 0.958 | 0.958 | 0.956 | 0.969 | 0.969 | 0.956 | 0.956 | 0.956 | 0.969 | 0.969 | 0.956 | 0.956 | 0.957 | 0.969 | 0.969 | 0.957 | 0.957
Taurbeg Wind Farm | TR1 | GU_401640 | GLENLARA | 110 | 0.98 | 0.988 | 0.992 | 0.984 | 0.98 | 0.978 | 0.986 | 0.99 | 0.982 | 0.978 | 0.978 | 0.987 | 0.991 | 0.982 | 0.978 | 0.976 | 0.986 | 0.99 | 0.98 | 0.976 | 0.975 | 0.984 | 0.988 | 0.979 | 0.975 | 0.975 | 0.985 | 0.989 | 0.979 | 0.975 | 0.972 | 0.984 | 0.988 | 0.976 | 0.972 | 0.978 | 0.988 | 0.992 | 0.982 | 0.978 | 0.982 | 0.992 | 0.996 | 0.986 | 0.982 | 0.979 | 0.991 | 0.995 | 0.983 | 0.979 | 0.978 | 0.99 | 0.994 | 0.982 | 0.978 | 0.978 | 0.99 | 0.994 | 0.982 | 0.978
Tursillagh Windfarm | TUR | GU_401260 | TRALEE | 110 | 0.976 | 0.982 | 0.982 | 0.976 | 0.976 | 0.976 | 0.981 | 0.981 | 0.976 | 0.976 | 0.976 | 0.982 | 0.982 | 0.976 | 0.976 | 0.972 | 0.979 | 0.979 | 0.972 | 0.972 | 0.971 | 0.977 | 0.977 | 0.971 | 0.971 | 0.971 | 0.978 | 0.978 | 0.971 | 0.971 | 0.975 | 0.983 | 0.983 | 0.975 | 0.975 | 0.979 | 0.986 | 0.986 | 0.979 | 0.979 | 0.979 | 0.987 | 0.987 | 0.979 | 0.979 | 0.978 | 0.986 | 0.986 | 0.978 | 0.978 | 0.978 | 0.986 | 0.986 | 0.978 | 0.978 | 0.977 | 0.985 | 0.985 | 0.977 | 0.977
Tynagh Generator Unit | TYC | GU_400530 | TYNAGH | 220 | 0.988 | 0.99 | 0.99 | 0.988 | 0.988 | 0.989 | 0.99 | 0.99 | 0.989 | 0.989 | 0.988 | 0.99 | 0.99 | 0.988 | 0.988 | 0.985 | 0.987 | 0.987 | 0.985 | 0.985 | 0.985 | 0.985 | 0.985 | 0.985 | 0.985 | 0.985 | 0.987 | 0.987 | 0.985 | 0.985 | 0.99 | 0.993 | 0.993 | 0.99 | 0.99 | 0.992 | 0.994 | 0.994 | 0.992 | 0.992 | 0.991 | 0.993 | 0.993 | 0.991 | 0.991 | 0.99 | 0.993 | 0.993 | 0.99 | 0.99 | 0.989 | 0.993 | 0.993 | 0.989 | 0.989 | 0.989 | 0.992 | 0.992 | 0.989 | 0.989
Uggool Wind Farm | UG1 | GU_401960 | UGGOOL | 110 | 0.982 | 0.987 | 0.987 | 0.982 | 0.982 | 0.984 | 0.988 | 0.988 | 0.984 | 0.984 | 0.981 | 0.987 | 0.987 | 0.981 | 0.981 | 0.979 | 0.984 | 0.984 | 0.979 | 0.979 | 0.979 | 0.983 | 0.983 | 0.979 | 0.979 | 0.978 | 0.984 | 0.984 | 0.978 | 0.978 | 0.985 | 0.991 | 0.991 | 0.985 | 0.985 | 0.986 | 0.992 | 0.992 | 0.986 | 0.986 | 0.984 | 0.99 | 0.99 | 0.984 | 0.984 | 0.983 | 0.99 | 0.99 | 0.983 | 0.983 | 0.983 | 0.99 | 0.99 | 0.983 | 0.983 | 0.983 | 0.989 | 0.989 | 0.983 | 0.983
Whitegate Generator Unit | WG1 | GU_400930 | GLANAGOW | 220 | 0.973 | 0.979 | 0.979 | 0.973 | 0.973 | 0.97 | 0.976 | 0.976 | 0.97 | 0.97 | 0.971 | 0.978 | 0.978 | 0.971 | 0.971 | 0.969 | 0.977 | 0.977 | 0.969 | 0.969 | 0.968 | 0.974 | 0.974 | 0.968 | 0.968 | 0.968 | 0.976 | 0.976 | 0.968 | 0.968 | 0.962 | 0.972 | 0.972 | 0.962 | 0.962 | 0.969 | 0.976 | 0.976 | 0.969 | 0.969 | 0.977 | 0.984 | 0.984 | 0.977 | 0.977 | 0.974 | 0.983 | 0.983 | 0.974 | 0.974 | 0.973 | 0.983 | 0.983 | 0.973 | 0.973 | 0.972 | 0.98 | 0.98 | 0.972 | 0.972
Shannonbridge Generator Unit | WO4 | GU_400370 | SHANNONB | 110 | 0.978 | 0.984 | 0.984 | 0.978 | 0.978 | 0.978 | 0.984 | 0.984 | 0.978 | 0.978 | 0.978 | 0.985 | 0.985 | 0.978 | 0.978 | 0.977 | 0.984 | 0.984 | 0.977 | 0.977 | 0.978 | 0.984 | 0.984 | 0.978 | 0.978 | 0.977 | 0.984 | 0.984 | 0.977 | 0.977 | 0.975 | 0.985 | 0.985 | 0.975 | 0.975 | 0.985 | 0.993 | 0.993 | 0.985 | 0.985 | 0.978 | 0.987 | 0.987 | 0.978 | 0.978 | 0.976 | 0.986 | 0.986 | 0.976 | 0.976 | 0.976 | 0.986 | 0.986 | 0.976 | 0.976 | 0.976 | 0.985 | 0.985 | 0.976 | 0.976
Woodhouse Wind Farm | WS1 | GU_401680 | WOODHOUS | 110 | 0.984 | 0.99 | 0.99 | 0.984 | 0.984 | 0.978 | 0.984 | 0.984 | 0.978 | 0.978 | 0.98 | 0.987 | 0.987 | 0.98 | 0.98 | 0.978 | 0.986 | 0.986 | 0.978 | 0.978 | 0.977 | 0.983 | 0.983 | 0.977 | 0.977 | 0.981 | 0.988 | 0.988 | 0.981 | 0.981 | 0.971 | 0.982 | 0.982 | 0.971 | 0.971 | 0.975 | 0.983 | 0.983 | 0.975 | 0.975 | 0.985 | 0.993 | 0.993 | 0.985 | 0.985 | 0.984 | 0.993 | 0.993 | 0.984 | 0.984 | 0.983 | 0.993 | 0.993 | 0.983 | 0.983 | 0.982 | 0.991 | 0.991 | 0.982 | 0.982
Carrowleagh Windfarm | XR1 | GU_401280 | GLENREE | 110 | 0.968 | 0.977 | 0.977 | 0.968 | 0.968 | 0.97 | 0.98 | 0.98 | 0.97 | 0.97 | 0.966 | 0.975 | 0.975 | 0.966 | 0.966 | 0.967 | 0.977 | 0.977 | 0.967 | 0.967 | 0.968 | 0.976 | 0.976 | 0.968 | 0.968 | 0.966 | 0.975 | 0.975 | 0.966 | 0.966 | 0.955 | 0.965 | 0.965 | 0.955 | 0.955 | 0.952 | 0.962 | 0.962 | 0.952 | 0.952 | 0.949 | 0.959 | 0.959 | 0.949 | 0.949 | 0.947 | 0.959 | 0.959 | 0.947 | 0.947 | 0.948 | 0.959 | 0.959 | 0.948 | 0.948 | 0.948 | 0.96 | 0.96 | 0.948 | 0.948

## DLAF Sep 18_Sep 19
Market Participant - Transmission Connected | Unit Id - TSO | Unit Id - TSO | Transmission Station | kV | Sep Day | Sep Night | Oct Day | Oct Night | Nov Day | Nov Night | Dec Day | Dec Night | Jan Day | Jan Night | Feb Day | Feb Night | Mar Day | Mar Night | Apr Day | Apr Night | May Day | May Night | Jun Day | Jun Night | Jul Day | Jul Night | Aug Day | Aug Night | Sep Day | Sep Night
Ballybane Generator Unit | BA1 | GU_400650 | Ballylickey | 110 | 1.0031 | 0.9991 | 1.0031 | 0.9991 | 1.0031 | 0.9991 | 1.0031 | 0.9991 | 1.0031 | 0.9991 | 1.0031 | 0.9991 | 1.0031 | 0.9991 | 1.0031 | 0.9991 | 1.0031 | 0.9991 | 1.0031 | 0.9991 | 1.0031 | 0.9991 | 1.0031 | 0.9991 | 1.0031 | 0.9991
Ballybane Wind Farm Phase 2 | BA2 | GU_401790 | Ballylickey | 110 | 1.0031 | 0.9991 | 1.0031 | 0.9991 | 1.0031 | 0.9991 | 1.0031 | 0.9991 | 1.0031 | 0.9991 | 1.0031 | 0.9991 | 1.0031 | 0.9991 | 1.0031 | 0.9991 | 1.0031 | 0.9991 | 1.0031 | 0.9991 | 1.0031 | 0.9991 | 1.0031 | 0.9991 | 1.0031 | 0.9991
Ballybane Wind Farm Phase 3 | BA3 | GU_402010 | Ballylickey | 110 | 1.0031 | 0.9991 | 1.0031 | 0.9991 | 1.0031 | 0.9991 | 1.0031 | 0.9991 | 1.0031 | 0.9991 | 1.0031 | 0.9991 | 1.0031 | 0.9991 | 1.0031 | 0.9991 | 1.0031 | 0.9991 | 1.0031 | 0.9991 | 1.0031 | 0.9991 | 1.0031 | 0.9991 | 1.0031 | 0.9991
Ballincollig Hill Generator Unit | BCW | GU_401000 | Tralee | 110 | 1.0156 | 1.0116 | 1.0156 | 1.0116 | 1.0156 | 1.0116 | 1.0156 | 1.0116 | 1.0156 | 1.0116 | 1.0156 | 1.0116 | 1.0156 | 1.0116 | 1.0156 | 1.0116 | 1.0156 | 1.0116 | 1.0156 | 1.0116 | 1.0156 | 1.0116 | 1.0156 | 1.0116 | 1.0156 | 1.0116
Beam Hill Wind Farm | BM1 | GU_402020 | Trillick | 110 | 1.0094 | 1.0054 | 0.9884 | 0.9884 | 0.9884 | 0.9884 | 0.9884 | 0.9884 | 0.9884 | 0.9884 | 0.9884 | 0.9884 | 0.9884 | 0.9884 | 0.9884 | 0.9884 | 0.9884 | 0.9884 | 0.9884 | 0.9884 | 0.9884 | 0.9884 | 0.9884 | 0.9884 | 0.9884 | 0.9884
Bawnmore Windfarm | BN1 | GU_401150 | Macroom | 110 | 1.0155 | 1.0115 | 1.0155 | 1.0115 | 1.0155 | 1.0115 | 1.0155 | 1.0115 | 1.0155 | 1.0115 | 1.0155 | 1.0115 | 1.0155 | 1.0115 | 1.0155 | 1.0115 | 1.0155 | 1.0115 | 1.0155 | 1.0115 | 1.0155 | 1.0115 | 1.0155 | 1.0115 | 1.0155 | 1.0115
Bruckana Wind Farm Limited | BU1 | GU_401700 | Lisheen | 110 | 0.9892 | 0.9892 | 0.9892 | 0.9892 | 0.9892 | 0.9892 | 0.9892 | 0.9892 | 0.9892 | 0.9892 | 0.9892 | 0.9892 | 0.9892 | 0.9892 | 0.9892 | 0.9892 | 0.9892 | 0.9892 | 0.9892 | 0.9892 | 0.9892 | 0.9892 | 0.9892 | 0.9892 | 0.9892 | 0.9892
Ballymartin Wind Farm Phase 1 | BX1 | GU_401710 | Waterford | 110 | 0.9607 | 0.9567 | 0.9607 | 0.9567 | 0.9607 | 0.9567 | 0.9607 | 0.9567 | 0.9607 | 0.9567 | 0.9607 | 0.9567 | 0.9607 | 0.9567 | 0.9607 | 0.9567 | 0.9607 | 0.9567 | 0.9607 | 0.9567 | 0.9607 | 0.9567 | 0.9607 | 0.9567 | 0.9607 | 0.9567
Ballymartin Wind Farm Phase 2 | BX2 | GU_401760 | Waterford | 110 | 0.9607 | 0.9567 | 0.9607 | 0.9567 | 0.9607 | 0.9567 | 0.9607 | 0.9567 | 0.9607 | 0.9567 | 0.9607 | 0.9567 | 0.9607 | 0.9567 | 0.9607 | 0.9567 | 0.9607 | 0.9567 | 0.9607 | 0.9567 | 0.9607 | 0.9567 | 0.9607 | 0.9567 | 0.9607 | 0.9567
Ballycadden Wind Farm | BY1 | GU_401290 | LODGEWOOD | 110 | 0.9789 | 0.9789 | 0.9789 | 0.9789 | 0.9789 | 0.9789 | 0.9789 | 0.9789 | 0.9789 | 0.9789 | 0.9789 | 0.9789 | 0.9789 | 0.9789 | 0.9789 | 0.9789 | 0.9789 | 0.9789 | 0.9789 | 0.9789 | 0.9789 | 0.9789 | 0.9789 | 0.9789 | 0.9789 | 0.9789
Ballycadden Wind Farm Phase 2 | BY2 | GU_401360 | LODGEWOOD | 110 | 0.9789 | 0.9789 | 0.9789 | 0.9789 | 0.9789 | 0.9789 | 0.9789 | 0.9789 | 0.9789 | 0.9789 | 0.9789 | 0.9789 | 0.9789 | 0.9789 | 0.9789 | 0.9789 | 0.9789 | 0.9789 | 0.9789 | 0.9789 | 0.9789 | 0.9789 | 0.9789 | 0.9789 | 0.9789 | 0.9789
Carraigcannon Windfarm (Gen Unit) | CD1 | GU_401070 | Boggeragh | 110 | 0.9932 | 0.9932 | 0.9932 | 0.9932 | 0.9932 | 0.9932 | 0.9932 | 0.9932 | 0.9932 | 0.9932 | 0.9932 | 0.9932 | 0.9932 | 0.9932 | 0.9932 | 0.9932 | 0.9932 | 0.9932 | 0.9932 | 0.9932 | 0.9932 | 0.9932 | 0.9932 | 0.9932 | 0.9932 | 0.9932
Dromdeeveen Windfarm | DV1 | GU_401240 | Glenlara_wind | 110 | 1.0104 | 1.0064 | 1.0104 | 1.0064 | 1.0104 | 1.0064 | 1.0104 | 1.0064 | 1.0104 | 1.0064 | 1.0104 | 1.0064 | 1.0104 | 1.0064 | 1.0104 | 1.0064 | 1.0104 | 1.0064 | 1.0104 | 1.0064 | 1.0104 | 1.0064 | 1.0104 | 1.0064 | 1.0104 | 1.0064
Dublin Waste to Energy | DW1 | GU_402030 | RINGSEND | 110 | 0.9999 | 0.9999 | 0.9996 | 0.9996 | 0.9996 | 0.9996 | 0.9996 | 0.9996 | 0.9996 | 0.9996 | 0.9996 | 0.9996 | 0.9996 | 0.9996 | 0.9996 | 0.9996 | 0.9996 | 0.9996 | 0.9996 | 0.9996 | 0.9996 | 0.9996 | 0.9996 | 0.9996 | 0.9996 | 0.9996
Gortahile Windfarm Ltd Generator Unit | GE1 | GU_401060 | Carlow | 110 | 1.0167 | 1.0127 | 1.0167 | 1.0127 | 1.0167 | 1.0127 | 1.0167 | 1.0127 | 1.0167 | 1.0127 | 1.0167 | 1.0127 | 1.0167 | 1.0127 | 1.0167 | 1.0127 | 1.0167 | 1.0127 | 1.0167 | 1.0127 | 1.0167 | 1.0127 | 1.0167 | 1.0127 | 1.0167 | 1.0127
Garracummer Wind Farm Ltd | GM1 | GU_401740 | Cauteen | 110 | 0.9792 | 0.9792 | 0.9792 | 0.9792 | 0.9792 | 0.9792 | 0.9792 | 0.9792 | 0.9792 | 0.9792 | 0.9792 | 0.9792 | 0.9792 | 0.9792 | 0.9792 | 0.9792 | 0.9792 | 0.9792 | 0.9792 | 0.9792 | 0.9792 | 0.9792 | 0.9792 | 0.9792 | 0.9792 | 0.9792
Gibbet Hill Windfarm | GT1 | GU_401340 | Lodgewood | 110 | 0.9823 | 0.9823 | 0.9823 | 0.9823 | 0.9823 | 0.9823 | 0.9823 | 0.9823 | 0.9823 | 0.9823 | 0.9823 | 0.9823 | 0.9823 | 0.9823 | 0.9823 | 0.9823 | 0.9823 | 0.9823 | 0.9823 | 0.9823 | 0.9823 | 0.9823 | 0.9823 | 0.9823 | 0.9823 | 0.9823
Glenough Windfarm | GU1 | GU_401250 | Cauteen | 110 | 0.9811 | 0.9811 | 0.9811 | 0.9811 | 0.9811 | 0.9811 | 0.9811 | 0.9811 | 0.9811 | 0.9811 | 0.9811 | 0.9811 | 0.9811 | 0.9811 | 0.9811 | 0.9811 | 0.9811 | 0.9811 | 0.9811 | 0.9811 | 0.9811 | 0.9811 | 0.9811 | 0.9811 | 0.9811 | 0.9811
Grouselodge Windfarm (Gen Unit) | GW1 | GU_401090 | Rathkeale | 110 | 1.0132 | 1.0092 | 1.0132 | 1.0092 | 1.0132 | 1.0092 | 1.0132 | 1.0092 | 1.0132 | 1.0092 | 1.0132 | 1.0092 | 1.0132 | 1.0092 | 1.0132 | 1.0092 | 1.0132 | 1.0092 | 1.0132 | 1.0092 | 1.0132 | 1.0092 | 1.0132 | 1.0092 | 1.0132 | 1.0092
Indaver - Meath Waste - Generator | IW1 | GU_401230 | Drybridge | 110 | 1.0178 | 1.0138 | 1.0178 | 1.0138 | 1.0178 | 1.0138 | 1.0178 | 1.0138 | 1.0178 | 1.0138 | 1.0178 | 1.0138 | 1.0178 | 1.0138 | 1.0178 | 1.0138 | 1.0178 | 1.0138 | 1.0178 | 1.0138 | 1.0178 | 1.0138 | 1.0178 | 1.0138 | 1.0178 | 1.0138
Knockacummer Wind Farm | KC1 | GU_401770 | Glenlara_wind | 110 | 0.9959 | 0.9959 | 1 | 1 | 1 | 1 | 1 | 1 | 1 | 1 | 1 | 1 | 1 | 1 | 1 | 1 | 1 | 1 | 1 | 1 | 1 | 1 | 1 | 1 | 1 | 1
Knocknagoum Windfarm Limited | KM1 | GU_401350 | Reamore | 110 | 0.9956 | 0.9956 | 0.9956 | 0.9956 | 0.9956 | 0.9956 | 0.9956 | 0.9956 | 0.9956 | 0.9956 | 0.9956 | 0.9956 | 0.9956 | 0.9956 | 0.9956 | 0.9956 | 0.9956 | 0.9956 | 0.9956 | 0.9956 | 0.9956 | 0.9956 | 0.9956 | 0.9956 | 0.9956 | 0.9956
Knockawarriga Generator Unit | KW1 | GU_400630 | Trien | 110 | 0.9772 | 0.9772 | 0.9772 | 0.9772 | 0.9772 | 0.9772 | 0.9772 | 0.9772 | 0.9772 | 0.9772 | 0.9772 | 0.9772 | 0.9772 | 0.9772 | 0.9772 | 0.9772 | 0.9772 | 0.9772 | 0.9772 | 0.9772 | 0.9772 | 0.9772 | 0.9772 | 0.9772 | 0.9772 | 0.9772
Leitir Guingaid Wind Farm phase 1 | LG1 | GU_401500 | Salthill | 110 | 1.0127 | 1.0087 | 1.0127 | 1.0087 | 1.0127 | 1.0087 | 1.0127 | 1.0087 | 1.0127 | 1.0087 | 1.0127 | 1.0087 | 1.0127 | 1.0087 | 1.0127 | 1.0087 | 1.0127 | 1.0087 | 1.0127 | 1.0087 | 1.0127 | 1.0087 | 1.0127 | 1.0087 | 1.0127 | 1.0087
Airoshin Generator Unit | MC1 | GU_400610 | Binbane | 110 | 1.0146 | 1.0106 | 1.0146 | 1.0106 | 1.0146 | 1.0106 | 1.0146 | 1.0106 | 1.0146 | 1.0106 | 1.0146 | 1.0106 | 1.0146 | 1.0106 | 1.0146 | 1.0106 | 1.0146 | 1.0106 | 1.0146 | 1.0106 | 1.0146 | 1.0106 | 1.0146 | 1.0106 | 1.0146 | 1.0106
Monaincha Wind Farm | MH1 | GU_401540 | Ikerrin | 110 | 1.0089 | 1.0049 | 1.0063 | 1.0023 | 1.0063 | 1.0023 | 1.0063 | 1.0023 | 1.0063 | 1.0023 | 1.0063 | 1.0023 | 1.0063 | 1.0023 | 1.0063 | 1.0023 | 1.0063 | 1.0023 | 1.0063 | 1.0023 | 1.0063 | 1.0023 | 1.0063 | 1.0023 | 1.0063 | 1.0023
Muingnaminnane Generator Unit | MU1 | GU_400960 | Reamore | 110 | 0.9932 | 0.9932 | 0.9932 | 0.9932 | 0.9932 | 0.9932 | 0.9932 | 0.9932 | 0.9932 | 0.9932 | 0.9932 | 0.9932 | 0.9932 | 0.9932 | 0.9932 | 0.9932 | 0.9932 | 0.9932 | 0.9932 | 0.9932 | 0.9932 | 0.9932 | 0.9932 | 0.9932 | 0.9932 | 0.9932
Rathcahill West Windfarm | RC1 | GU_401080 | Rathkeale | 110 | 1.0147 | 1.0107 | 1.0147 | 1.0107 | 1.0147 | 1.0107 | 1.0147 | 1.0107 | 1.0147 | 1.0107 | 1.0147 | 1.0107 | 1.0147 | 1.0107 | 1.0147 | 1.0107 | 1.0147 | 1.0107 | 1.0147 | 1.0107 | 1.0147 | 1.0107 | 1.0147 | 1.0107 | 1.0147 | 1.0107
Richfield Generator Unit | RF1 | GU_400080 | Wexford | 110 | 0.9934 | 0.9894 | 0.9934 | 0.9894 | 0.9934 | 0.9894 | 0.9934 | 0.9894 | 0.9934 | 0.9894 | 0.9934 | 0.9894 | 0.9934 | 0.9894 | 0.9934 | 0.9894 | 0.9934 | 0.9894 | 0.9934 | 0.9894 | 0.9934 | 0.9894 | 0.9934 | 0.9894 | 0.9934 | 0.9894
Sorne Hill Generator Unit | SN1 | GU_400550 | Trillick | 110 | 0.9975 | 0.9975 | 0.9975 | 0.9975 | 0.9975 | 0.9975 | 0.9975 | 0.9975 | 0.9975 | 0.9975 | 0.9975 | 0.9975 | 0.9975 | 0.9975 | 0.9975 | 0.9975 | 0.9975 | 0.9975 | 0.9975 | 0.9975 | 0.9975 | 0.9975 | 0.9975 | 0.9975 | 0.9975 | 0.9975
Tournafulla Generatot Unit | TN2 | GU_400600 | Trien | 110 | 0.9779 | 0.9779 | 0.9779 | 0.9779 | 0.9779 | 0.9779 | 0.9779 | 0.9779 | 0.9779 | 0.9779 | 0.9779 | 0.9779 | 0.9779 | 0.9779 | 0.9779 | 0.9779 | 0.9779 | 0.9779 | 0.9779 | 0.9779 | 0.9779 | 0.9779 | 0.9779 | 0.9779 | 0.9779 | 0.9779
Taurbeg Wind Farm | TR1 | GU_401640 | Glenlara | 110 | 1.0068 | 1.0028 | 1.0068 | 1.0028 | 1.0068 | 1.0028 | 1.0068 | 1.0028 | 1.0068 | 1.0028 | 1.0068 | 1.0028 | 1.0068 | 1.0028 | 1.0068 | 1.0028 | 1.0068 | 1.0028 | 1.0068 | 1.0028 | 1.0068 | 1.0028 | 1.0068 | 1.0028 | 1.0068 | 1.0028
Carrowleagh Windfarm | XR1 | GU_401280 | Glenree | 110 | 0.9874 | 0.9874 | 0.9874 | 0.9874 | 0.9874 | 0.9874 | 0.9874 | 0.9874 | 0.9874 | 0.9874 | 0.9874 | 0.9874 | 0.9874 | 0.9874 | 0.9874 | 0.9874 | 0.9874 | 0.9874 | 0.9874 | 0.9874 | 0.9874 | 0.9874 | 0.9874 | 0.9874 | 0.9874 | 0.9874

## TLAF Sep 18_Sep 19
Market Participant - Transmission Connected | Unit Id - TSO | Unit Id - TSO | Transmission Station | kV | Sep Day | Sep Night | Oct Day | Oct Night | Nov Day | Nov Night | Dec Day | Dec Night | Jan Day | Jan Night | Feb Day | Feb Night | Mar Day | Mar Night | Apr Day | Apr Night | May Day | May Night | Jun Day | Jun Night | Jul Day | Jul Night | Aug Day | Aug Night | Sep Day | Sep Night
Ardnacrusha 1 Generator Unit | AA1 | GU_400200 | ARDNACRU | 110 | 0.982 | 0.979 | 0.986 | 0.981 | 0.984 | 0.979 | 0.985 | 0.978 | 0.982 | 0.974 | 0.981 | 0.975 | 0.984 | 0.975 | 0.986 | 0.979 | 0.99 | 0.984 | 0.991 | 0.985 | 0.991 | 0.983 | 0.99 | 0.982 | 0.99 | 0.981
Ardnacrusha 2 Generator Unit | AA2 | GU_400201 | ARDNACRU | 110 | 0.982 | 0.979 | 0.986 | 0.981 | 0.984 | 0.979 | 0.985 | 0.978 | 0.982 | 0.974 | 0.981 | 0.975 | 0.984 | 0.975 | 0.986 | 0.979 | 0.99 | 0.984 | 0.991 | 0.985 | 0.991 | 0.983 | 0.99 | 0.982 | 0.99 | 0.981
Ardnacrusha 3 Generator Unit | AA3 | GU_400202 | ARDNACRU | 110 | 0.982 | 0.979 | 0.986 | 0.981 | 0.984 | 0.979 | 0.985 | 0.978 | 0.982 | 0.974 | 0.981 | 0.975 | 0.984 | 0.975 | 0.986 | 0.979 | 0.99 | 0.984 | 0.991 | 0.985 | 0.991 | 0.983 | 0.99 | 0.982 | 0.99 | 0.981
Ardnacrusha 4 Generator Unit | AA4 | GU_400203 | ARDNACRU | 110 | 0.982 | 0.979 | 0.986 | 0.981 | 0.984 | 0.979 | 0.985 | 0.978 | 0.982 | 0.974 | 0.981 | 0.975 | 0.984 | 0.975 | 0.986 | 0.979 | 0.99 | 0.984 | 0.991 | 0.985 | 0.991 | 0.983 | 0.99 | 0.982 | 0.99 | 0.981
Cnoc Windfarms | AC1 | GU_401670 | THURLES | 110 | 0.984 | 0.976 | 0.984 | 0.975 | 0.982 | 0.974 | 0.983 | 0.974 | 0.983 | 0.973 | 0.982 | 0.974 | 0.983 | 0.974 | 0.981 | 0.968 | 0.985 | 0.974 | 0.985 | 0.973 | 0.984 | 0.971 | 0.984 | 0.971 | 0.984 | 0.971
Aghada Generator Unit | AD1 | GU_400180 | AGHADA | 220 | 0.974 | 0.971 | 0.979 | 0.973 | 0.976 | 0.97 | 0.978 | 0.971 | 0.977 | 0.969 | 0.974 | 0.968 | 0.976 | 0.968 | 0.972 | 0.962 | 0.976 | 0.969 | 0.984 | 0.977 | 0.983 | 0.974 | 0.983 | 0.973 | 0.98 | 0.972
Aghada 2 Generator Unit | AD2 | GU_400850 | LONGPOIN | 220 | 0.974 | 0.971 | 0.979 | 0.973 | 0.976 | 0.97 | 0.978 | 0.971 | 0.977 | 0.969 | 0.974 | 0.968 | 0.976 | 0.968 | 0.972 | 0.962 | 0.976 | 0.969 | 0.984 | 0.977 | 0.983 | 0.974 | 0.983 | 0.973 | 0.98 | 0.972
Athea Wind Farm | AH1 | GU_401380 | ATHEA | 110 | 0.977 | 0.976 | 0.98 | 0.977 | 0.979 | 0.976 | 0.98 | 0.976 | 0.975 | 0.971 | 0.974 | 0.97 | 0.975 | 0.971 | 0.983 | 0.977 | 0.985 | 0.981 | 0.986 | 0.981 | 0.985 | 0.979 | 0.985 | 0.979 | 0.984 | 0.978
Carrickallen Windfarm | AL1 | GU_402220 | SHANKILL | 110 | 0.998 | 0.992 | 1.003 | 0.999 | 1.006 | 1.001 | 1.004 | 1 | 1.006 | 1.002 | 1.006 | 1.003 | 1.005 | 1.002 | 1.005 | 1.001 | 1.003 | 0.998 | 0.999 | 0.994 | 1 | 0.994 | 1 | 0.995 | 1 | 0.996
Arthurstown 1(ESB) Generator Unit | AR2 | GU_400570 | KILTEEL | 110 | 1.001 | 1 | 1.003 | 1.001 | 1.004 | 1.004 | 1.005 | 1.004 | 1.005 | 1.002 | 1.005 | 1.002 | 1.004 | 1.002 | 1.006 | 1.001 | 1.012 | 1.008 | 1.006 | 1.001 | 1.004 | 0.999 | 1.005 | 0.999 | 1.004 | 1
ESB Arklow Bank | ARB | GU_401020 | ARKLOW | 110 | 0.999 | 0.998 | 1.002 | 1 | 0.998 | 0.997 | 1 | 0.998 | 0.999 | 0.997 | 0.998 | 0.997 | 1.002 | 1 | 1 | 0.994 | 0.999 | 0.995 | 1.004 | 0.999 | 1.004 | 0.999 | 1.004 | 0.999 | 1.003 | 0.999
Acres Windfarm | AS1 | GU_401820 | CATH_FAL | 110 | 0.983 | 0.977 | 0.984 | 0.978 | 0.985 | 0.979 | 0.983 | 0.977 | 0.985 | 0.98 | 0.986 | 0.982 | 0.986 | 0.979 | 0.986 | 0.98 | 0.983 | 0.977 | 0.981 | 0.974 | 0.983 | 0.973 | 0.982 | 0.975 | 0.983 | 0.976
AGHADA CT11 Generator Unit | AT1 | GU_400181 | AGHADA_B | 220 | 0.974 | 0.971 | 0.979 | 0.973 | 0.976 | 0.97 | 0.978 | 0.971 | 0.977 | 0.969 | 0.974 | 0.968 | 0.976 | 0.968 | 0.972 | 0.962 | 0.976 | 0.969 | 0.984 | 0.977 | 0.983 | 0.974 | 0.983 | 0.973 | 0.98 | 0.972
AGHADA CT12 Generator Unit | AT2 | GU_400182 | AGHADA_B | 220 | 0.974 | 0.971 | 0.979 | 0.973 | 0.976 | 0.97 | 0.978 | 0.971 | 0.977 | 0.969 | 0.974 | 0.968 | 0.976 | 0.968 | 0.972 | 0.962 | 0.976 | 0.969 | 0.984 | 0.977 | 0.983 | 0.974 | 0.983 | 0.973 | 0.98 | 0.972
AGHADA CT14 Generator Unit | AT4 | GU_400183 | AGH_AT14 | 220 | 0.974 | 0.971 | 0.979 | 0.973 | 0.976 | 0.97 | 0.978 | 0.971 | 0.977 | 0.969 | 0.974 | 0.968 | 0.976 | 0.968 | 0.972 | 0.962 | 0.976 | 0.969 | 0.984 | 0.977 | 0.983 | 0.974 | 0.983 | 0.973 | 0.98 | 0.972
Ballybane Generator Unit | BA1 | GU_400650 | BALLYLIC | 110 | 0.974 | 0.966 | 0.977 | 0.969 | 0.976 | 0.967 | 0.977 | 0.968 | 0.976 | 0.965 | 0.974 | 0.964 | 0.974 | 0.964 | 0.972 | 0.96 | 0.976 | 0.966 | 0.98 | 0.971 | 0.979 | 0.969 | 0.979 | 0.968 | 0.978 | 0.967
Ballybane Wind Farm Phase 2 | BA2 | GU_401790 | BALLYLIC | 110 | 0.974 | 0.966 | 0.977 | 0.969 | 0.976 | 0.967 | 0.977 | 0.968 | 0.976 | 0.965 | 0.974 | 0.964 | 0.974 | 0.964 | 0.972 | 0.96 | 0.976 | 0.966 | 0.98 | 0.971 | 0.979 | 0.969 | 0.979 | 0.968 | 0.978 | 0.967
Ballybane Windfarm | BA3 | GU_402010 | BALLYLIC | 110 | 0.974 | 0.966 | 0.977 | 0.969 | 0.976 | 0.967 | 0.977 | 0.968 | 0.976 | 0.965 | 0.974 | 0.964 | 0.974 | 0.964 | 0.972 | 0.96 | 0.976 | 0.966 | 0.98 | 0.971 | 0.979 | 0.969 | 0.979 | 0.968 | 0.978 | 0.967
Ballincollig Hill Generator Unit | BCW | GU_401000 | TRALEE | 110 | 0.979 | 0.976 | 0.982 | 0.976 | 0.981 | 0.976 | 0.982 | 0.976 | 0.979 | 0.972 | 0.977 | 0.971 | 0.978 | 0.971 | 0.983 | 0.975 | 0.986 | 0.979 | 0.987 | 0.979 | 0.986 | 0.978 | 0.986 | 0.978 | 0.985 | 0.977
Bindoo Generator Unit | BD1 | GU_400050 | RATRUSSA | 110 | 0.995 | 0.989 | 1 | 0.996 | 1.002 | 0.998 | 1.001 | 0.997 | 1.002 | 1 | 1.002 | 1 | 1.001 | 0.999 | 1.001 | 0.998 | 0.999 | 0.995 | 0.995 | 0.991 | 0.996 | 0.991 | 0.996 | 0.992 | 0.997 | 0.993
Barranafaddock Windfarm | BF1 | GU_401810 | BARRYMOR | 110 | 0.981 | 0.975 | 0.985 | 0.977 | 0.981 | 0.974 | 0.983 | 0.975 | 0.982 | 0.973 | 0.98 | 0.972 | 0.982 | 0.973 | 0.978 | 0.967 | 0.982 | 0.973 | 0.988 | 0.98 | 0.987 | 0.977 | 0.987 | 0.976 | 0.985 | 0.975
Boggeragh Windfarm Generator Unit | BG1 | GU_400910 | BOGGERAG | 110 | 0.971 | 0.968 | 0.975 | 0.969 | 0.973 | 0.967 | 0.975 | 0.967 | 0.972 | 0.964 | 0.97 | 0.963 | 0.972 | 0.963 | 0.971 | 0.961 | 0.975 | 0.967 | 0.98 | 0.972 | 0.978 | 0.97 | 0.978 | 0.969 | 0.977 | 0.968
Boggeragh 2 Windfarm | BG2 | GU_401840 | BOGGERAG | 110 | 0.971 | 0.968 | 0.975 | 0.969 | 0.973 | 0.967 | 0.975 | 0.967 | 0.972 | 0.964 | 0.97 | 0.963 | 0.972 | 0.963 | 0.971 | 0.961 | 0.975 | 0.967 | 0.98 | 0.972 | 0.978 | 0.97 | 0.978 | 0.969 | 0.977 | 0.968
Beam Windfarm | BM1 | GU_402020 | TRILLICK | 110 | 0.973 | 0.959 | 0.975 | 0.963 | 0.979 | 0.967 | 0.975 | 0.965 | 0.98 | 0.969 | 0.981 | 0.971 | 0.978 | 0.966 | 0.976 | 0.962 | 0.971 | 0.956 | 0.966 | 0.952 | 0.969 | 0.952 | 0.969 | 0.955 | 0.971 | 0.956
Bawnmore Windfarm | BN1 | GU_401150 | MACROOM | 110 | 0.974 | 0.97 | 0.979 | 0.973 | 0.976 | 0.97 | 0.978 | 0.971 | 0.976 | 0.968 | 0.974 | 0.967 | 0.976 | 0.967 | 0.974 | 0.964 | 0.978 | 0.971 | 0.983 | 0.976 | 0.982 | 0.973 | 0.982 | 0.972 | 0.98 | 0.971
Slievereagh Power Gen Unit | BR1 | GU_400670 | CHARLEVI | 110 | 0.982 | 0.975 | 0.984 | 0.977 | 0.982 | 0.975 | 0.984 | 0.975 | 0.982 | 0.973 | 0.98 | 0.972 | 0.981 | 0.972 | 0.98 | 0.97 | 0.984 | 0.976 | 0.988 | 0.98 | 0.987 | 0.978 | 0.987 | 0.977 | 0.986 | 0.976
Ballybay Windfarm | BS1 | GU_402140 | THURLES | 110 | 0.984 | 0.976 | 0.984 | 0.975 | 0.982 | 0.974 | 0.983 | 0.974 | 0.983 | 0.973 | 0.982 | 0.974 | 0.983 | 0.974 | 0.981 | 0.968 | 0.985 | 0.974 | 0.985 | 0.973 | 0.984 | 0.971 | 0.984 | 0.971 | 0.984 | 0.971
Booltiagh Windfarm | BT1 | GU_401720 | BOOLTIAG | 110 | 0.978 | 0.977 | 0.984 | 0.979 | 0.983 | 0.979 | 0.983 | 0.978 | 0.979 | 0.974 | 0.978 | 0.974 | 0.98 | 0.974 | 0.986 | 0.98 | 0.989 | 0.983 | 0.989 | 0.983 | 0.988 | 0.981 | 0.988 | 0.98 | 0.987 | 0.98
Booltiagh 2 Wind Farm | BT2 | GU_401730 | BOOLTIAG | 110 | 0.978 | 0.977 | 0.984 | 0.979 | 0.983 | 0.979 | 0.983 | 0.978 | 0.979 | 0.974 | 0.978 | 0.974 | 0.98 | 0.974 | 0.986 | 0.98 | 0.989 | 0.983 | 0.989 | 0.983 | 0.988 | 0.981 | 0.988 | 0.98 | 0.987 | 0.98
Bruckana Wind Farm Limited | BU1 | GU_401700 | LISHEEN | 110 | 0.98 | 0.972 | 0.979 | 0.97 | 0.977 | 0.969 | 0.978 | 0.969 | 0.978 | 0.968 | 0.977 | 0.969 | 0.978 | 0.969 | 0.976 | 0.963 | 0.979 | 0.968 | 0.98 | 0.967 | 0.979 | 0.965 | 0.979 | 0.965 | 0.978 | 0.965
Ballywater Generator Unit | BW1 | GU_400130 | CRANE | 110 | 0.998 | 0.995 | 1.001 | 0.998 | 0.995 | 0.991 | 0.997 | 0.994 | 0.997 | 0.993 | 0.995 | 0.992 | 1.002 | 0.998 | 0.996 | 0.987 | 0.993 | 0.987 | 1.003 | 0.996 | 1.003 | 0.996 | 1.004 | 0.996 | 1.003 | 0.996
Ballymartin Wind Farm Phase 1 | BX1 | GU_401710 | WATERFOR | 110 | 0.994 | 0.991 | 0.998 | 0.994 | 0.988 | 0.983 | 0.992 | 0.986 | 0.991 | 0.984 | 0.988 | 0.983 | 0.998 | 0.992 | 0.988 | 0.978 | 0.986 | 0.979 | 1.001 | 0.994 | 1 | 0.993 | 1.001 | 0.992 | 1 | 0.992
Ballymartin Wind Farm Phase 2 | BX2 | GU_401760 | WATERFOR | 110 | 0.994 | 0.991 | 0.998 | 0.994 | 0.988 | 0.983 | 0.992 | 0.986 | 0.991 | 0.984 | 0.988 | 0.983 | 0.998 | 0.992 | 0.988 | 0.978 | 0.986 | 0.979 | 1.001 | 0.994 | 1 | 0.993 | 1.001 | 0.992 | 1 | 0.992
Ballycadden Wind Farm | BY1 | GU_401290 | LODGEWOO | 110 | 0.997 | 0.995 | 1 | 0.997 | 0.993 | 0.99 | 0.996 | 0.992 | 0.995 | 0.991 | 0.993 | 0.99 | 1 | 0.997 | 0.994 | 0.986 | 0.992 | 0.986 | 1.002 | 0.996 | 1.002 | 0.996 | 1.002 | 0.995 | 1.001 | 0.995
Ballycadden Wind Farm Phase 2 | BY2 | GU_401360 | LODGEWOO | 110 | 0.997 | 0.995 | 1 | 0.997 | 0.993 | 0.99 | 0.996 | 0.992 | 0.995 | 0.991 | 0.993 | 0.99 | 1 | 0.997 | 0.994 | 0.986 | 0.992 | 0.986 | 1.002 | 0.996 | 1.002 | 0.996 | 1.002 | 0.995 | 1.001 | 0.995
Cark Wind Farm | CAR | GU_401630 | LETTERKE | 110 | 0.981 | 0.97 | 0.984 | 0.974 | 0.987 | 0.977 | 0.984 | 0.975 | 0.988 | 0.98 | 0.988 | 0.981 | 0.986 | 0.978 | 0.985 | 0.975 | 0.98 | 0.97 | 0.977 | 0.967 | 0.979 | 0.967 | 0.98 | 0.969 | 0.981 | 0.971
Carraigcannon Windfarm (Gen Unit) | CD1 | GU_401070 | BOGGERAG | 110 | 0.971 | 0.968 | 0.975 | 0.969 | 0.973 | 0.967 | 0.975 | 0.967 | 0.972 | 0.964 | 0.97 | 0.963 | 0.972 | 0.963 | 0.971 | 0.961 | 0.975 | 0.967 | 0.98 | 0.972 | 0.978 | 0.97 | 0.978 | 0.969 | 0.977 | 0.968
Coomagearlahy Generator Unit | CG1 | GU_400430 | COOMAGEA | 110 | 0.973 | 0.969 | 0.976 | 0.97 | 0.974 | 0.968 | 0.976 | 0.969 | 0.973 | 0.965 | 0.971 | 0.964 | 0.972 | 0.964 | 0.973 | 0.964 | 0.977 | 0.97 | 0.98 | 0.973 | 0.979 | 0.971 | 0.979 | 0.97 | 0.978 | 0.969
SWS Green Energy Gen Unit (Sillahertane) | CG2 | GU_400730 | COOMAGEA | 110 | 0.973 | 0.969 | 0.976 | 0.97 | 0.974 | 0.968 | 0.976 | 0.969 | 0.973 | 0.965 | 0.971 | 0.964 | 0.972 | 0.964 | 0.973 | 0.964 | 0.977 | 0.97 | 0.98 | 0.973 | 0.979 | 0.971 | 0.979 | 0.97 | 0.978 | 0.969
SWS Kilgarvan Ext Inchincoosh | CG3 | GU_400731 | COOMAGEA | 110 | 0.973 | 0.969 | 0.976 | 0.97 | 0.974 | 0.968 | 0.976 | 0.969 | 0.973 | 0.965 | 0.971 | 0.964 | 0.972 | 0.964 | 0.973 | 0.964 | 0.977 | 0.97 | 0.98 | 0.973 | 0.979 | 0.971 | 0.979 | 0.97 | 0.978 | 0.969
Pallas Generator Unit | CJ1 | GU_400660 | CLAHANE | 110 | 0.979 | 0.976 | 0.979 | 0.975 | 0.979 | 0.975 | 0.98 | 0.974 | 0.977 | 0.971 | 0.975 | 0.97 | 0.975 | 0.969 | 0.981 | 0.976 | 0.983 | 0.98 | 0.984 | 0.98 | 0.984 | 0.978 | 0.983 | 0.978 | 0.982 | 0.977
Clahane 2 | CJ2 | GU_401980 | CLAHANE | 110 | 0.979 | 0.976 | 0.979 | 0.975 | 0.979 | 0.975 | 0.98 | 0.974 | 0.977 | 0.971 | 0.975 | 0.97 | 0.975 | 0.969 | 0.981 | 0.976 | 0.983 | 0.98 | 0.984 | 0.98 | 0.984 | 0.978 | 0.983 | 0.978 | 0.982 | 0.977
Castledockrell Windfarm (Gen Unit) | CK1 | GU_401100 | LODGEWOO | 110 | 0.997 | 0.995 | 1 | 0.997 | 0.993 | 0.99 | 0.996 | 0.992 | 0.995 | 0.991 | 0.993 | 0.99 | 1 | 0.997 | 0.994 | 0.986 | 0.992 | 0.986 | 1.002 | 0.996 | 1.002 | 0.996 | 1.002 | 0.995 | 1.001 | 0.995
Cloghboola Wind Farm | CL1 | GU_401830 | CLOGHBOO | 110 | 0.976 | 0.974 | 0.977 | 0.974 | 0.976 | 0.973 | 0.977 | 0.973 | 0.973 | 0.968 | 0.971 | 0.967 | 0.973 | 0.967 | 0.981 | 0.974 | 0.983 | 0.978 | 0.984 | 0.978 | 0.983 | 0.977 | 0.983 | 0.977 | 0.982 | 0.975
Curraghmore Hydro Plant | CM1 | GU_401200 | BALLYLIC | 110 | 0.974 | 0.966 | 0.977 | 0.969 | 0.976 | 0.967 | 0.977 | 0.968 | 0.976 | 0.965 | 0.974 | 0.964 | 0.974 | 0.964 | 0.972 | 0.96 | 0.976 | 0.966 | 0.98 | 0.971 | 0.979 | 0.969 | 0.979 | 0.968 | 0.978 | 0.967
Carnsore Point Generator Unit | CNS | GU_400470 | WEXFORD | 110 | 1 | 0.996 | 1.005 | 0.999 | 0.997 | 0.992 | 1 | 0.994 | 0.999 | 0.993 | 0.997 | 0.993 | 1.005 | 1 | 0.997 | 0.987 | 0.994 | 0.987 | 1.005 | 0.997 | 1.005 | 0.997 | 1.006 | 0.997 | 1.006 | 0.997
Cappawhite Windfarm | CP1 | GU_402150 | CAUTEEN | 110 | 0.982 | 0.976 | 0.984 | 0.977 | 0.981 | 0.975 | 0.983 | 0.975 | 0.981 | 0.972 | 0.979 | 0.972 | 0.982 | 0.973 | 0.982 | 0.971 | 0.984 | 0.976 | 0.987 | 0.978 | 0.986 | 0.976 | 0.986 | 0.975 | 0.985 | 0.975
Cappawhite B Windfarm | CP3 | GU_402340 | CAUTEEN | 110 | 0.982 | 0.976 | 0.984 | 0.977 | 0.981 | 0.975 | 0.983 | 0.975 | 0.981 | 0.972 | 0.979 | 0.972 | 0.982 | 0.973 | 0.982 | 0.971 | 0.984 | 0.976 | 0.987 | 0.978 | 0.986 | 0.976 | 0.986 | 0.975 | 0.985 | 0.975
Clady Generating Station | CU1 | GU_401190 | BINBANE | 110 | 0.979 | 0.968 | 0.985 | 0.976 | 0.988 | 0.979 | 0.985 | 0.976 | 0.988 | 0.98 | 0.989 | 0.982 | 0.987 | 0.979 | 0.985 | 0.977 | 0.981 | 0.973 | 0.977 | 0.969 | 0.979 | 0.968 | 0.98 | 0.97 | 0.981 | 0.971
Cuillagh Generator Unit | CUH | GU_400030 | LETTERKE | 110 | 0.981 | 0.97 | 0.984 | 0.974 | 0.987 | 0.977 | 0.984 | 0.975 | 0.988 | 0.98 | 0.988 | 0.981 | 0.986 | 0.978 | 0.985 | 0.975 | 0.98 | 0.97 | 0.977 | 0.967 | 0.979 | 0.967 | 0.98 | 0.969 | 0.981 | 0.971
Coomacheo Generator Unit | CZ1 | GU_400591 | GARROW | 110 | 0.973 | 0.969 | 0.978 | 0.972 | 0.976 | 0.97 | 0.977 | 0.971 | 0.974 | 0.967 | 0.972 | 0.966 | 0.974 | 0.966 | 0.974 | 0.965 | 0.977 | 0.97 | 0.981 | 0.974 | 0.98 | 0.972 | 0.98 | 0.971 | 0.978 | 0.97
Glanaruddery 1 Windfarm | DA1 | GU_402230 | CLOGHBOO | 110 | 0.976 | 0.974 | 0.977 | 0.974 | 0.976 | 0.973 | 0.977 | 0.973 | 0.973 | 0.968 | 0.971 | 0.967 | 0.973 | 0.967 | 0.981 | 0.974 | 0.983 | 0.978 | 0.984 | 0.978 | 0.983 | 0.977 | 0.983 | 0.977 | 0.982 | 0.975
Glanaruddery 2 Windfarm | DA2 | GU_402240 | CLOGHBOO | 110 | 0.976 | 0.974 | 0.977 | 0.974 | 0.976 | 0.973 | 0.977 | 0.973 | 0.973 | 0.968 | 0.971 | 0.967 | 0.973 | 0.967 | 0.981 | 0.974 | 0.983 | 0.978 | 0.984 | 0.978 | 0.983 | 0.977 | 0.983 | 0.977 | 0.982 | 0.975
Dublin Bay Generator Unit | DB1 | GU_400500 | IRISHTOW | 220 | 1 | 1.002 | 1.002 | 1.003 | 1.002 | 1.003 | 1.003 | 1.003 | 1.002 | 1.002 | 1.001 | 1.002 | 1.002 | 1.002 | 1.005 | 1.003 | 1.004 | 1.003 | 1.004 | 1.003 | 1.005 | 1.003 | 1.005 | 1.003 | 1.004 | 1.003
Cordal 1 Windfarm | DL1 | GU_402110 | CORDAL | 110 | 0.972 | 0.969 | 0.978 | 0.972 | 0.976 | 0.971 | 0.977 | 0.971 | 0.974 | 0.967 | 0.972 | 0.966 | 0.974 | 0.966 | 0.976 | 0.967 | 0.979 | 0.972 | 0.982 | 0.975 | 0.981 | 0.973 | 0.981 | 0.972 | 0.979 | 0.971
Cordal 2 Windfarm | DL2 | GU_402130 | CORDAL | 110 | 0.972 | 0.969 | 0.978 | 0.972 | 0.976 | 0.971 | 0.977 | 0.971 | 0.974 | 0.967 | 0.972 | 0.966 | 0.974 | 0.966 | 0.976 | 0.967 | 0.979 | 0.972 | 0.982 | 0.975 | 0.981 | 0.973 | 0.981 | 0.972 | 0.979 | 0.971
Dromada Windfarm Generator Unit | DR1 | GU_400920 | DROMADA | 110 | 0.977 | 0.976 | 0.98 | 0.977 | 0.978 | 0.976 | 0.98 | 0.976 | 0.975 | 0.971 | 0.973 | 0.97 | 0.975 | 0.97 | 0.983 | 0.976 | 0.985 | 0.98 | 0.986 | 0.981 | 0.985 | 0.979 | 0.985 | 0.979 | 0.984 | 0.978
Dromdeeveen Windfarm | DV1 | GU_401240 | GLENLARA_W | 110 | 0.972 | 0.969 | 0.976 | 0.971 | 0.974 | 0.969 | 0.976 | 0.969 | 0.973 | 0.966 | 0.97 | 0.965 | 0.972 | 0.965 | 0.974 | 0.966 | 0.977 | 0.971 | 0.981 | 0.974 | 0.98 | 0.972 | 0.98 | 0.971 | 0.978 | 0.97
Dublin Waste to Energy | DW1 | GU_402030 | RINGSEND | 110 | 1.002 | 1.003 | 1.004 | 1.004 | 1.004 | 1.005 | 1.005 | 1.005 | 1.004 | 1.004 | 1.003 | 1.004 | 1.005 | 1.004 | 1.007 | 1.005 | 1.006 | 1.005 | 1.006 | 1.004 | 1.006 | 1.005 | 1.007 | 1.004 | 1.006 | 1.005
Derrybrien Wind Farm | DY1 | GU_401440 | DERRYBRI | 110 | 0.976 | 0.972 | 0.981 | 0.976 | 0.98 | 0.974 | 0.981 | 0.974 | 0.978 | 0.97 | 0.978 | 0.971 | 0.979 | 0.971 | 0.982 | 0.974 | 0.987 | 0.98 | 0.984 | 0.977 | 0.983 | 0.975 | 0.983 | 0.974 | 0.982 | 0.974
Edenderry Power Supply | ED1 | GU_401860 | CUSHALIN | 110 | 0.981 | 0.977 | 0.983 | 0.975 | 0.984 | 0.977 | 0.988 | 0.982 | 0.984 | 0.976 | 0.984 | 0.977 | 0.984 | 0.977 | 0.988 | 0.977 | 1.009 | 1.002 | 0.99 | 0.979 | 0.984 | 0.972 | 0.984 | 0.972 | 0.983 | 0.973
Cushaling Power PPMG1 | ED3 | GU_401010 | CUSHALIN | 110 | 0.981 | 0.977 | 0.983 | 0.975 | 0.984 | 0.977 | 0.988 | 0.982 | 0.984 | 0.976 | 0.984 | 0.977 | 0.984 | 0.977 | 0.988 | 0.977 | 1.009 | 1.002 | 0.99 | 0.979 | 0.984 | 0.972 | 0.984 | 0.972 | 0.983 | 0.973
Cushaling Power PPMG2 | ED5 | GU_401011 | CUSHALIN | 110 | 0.981 | 0.977 | 0.983 | 0.975 | 0.984 | 0.977 | 0.988 | 0.982 | 0.984 | 0.976 | 0.984 | 0.977 | 0.984 | 0.977 | 0.988 | 0.977 | 1.009 | 1.002 | 0.99 | 0.979 | 0.984 | 0.972 | 0.984 | 0.972 | 0.983 | 0.973
Erne 1 Generator Unit | ER1 | GU_400210 | CLIFF | 110 | 0.983 | 0.976 | 0.984 | 0.977 | 0.985 | 0.979 | 0.983 | 0.976 | 0.985 | 0.979 | 0.986 | 0.981 | 0.986 | 0.979 | 0.986 | 0.98 | 0.983 | 0.977 | 0.981 | 0.974 | 0.982 | 0.973 | 0.983 | 0.975 | 0.983 | 0.975
Erne 2 Generator Unit | ER2 | GU_400211 | CLIFF | 110 | 0.983 | 0.976 | 0.984 | 0.977 | 0.985 | 0.979 | 0.983 | 0.976 | 0.985 | 0.979 | 0.986 | 0.981 | 0.986 | 0.979 | 0.986 | 0.98 | 0.983 | 0.977 | 0.981 | 0.974 | 0.982 | 0.973 | 0.983 | 0.975 | 0.983 | 0.975
Erne 3 Generator Unit | ER3 | GU_400220 | CATH_FAL | 110 | 0.983 | 0.977 | 0.984 | 0.978 | 0.985 | 0.979 | 0.983 | 0.977 | 0.985 | 0.98 | 0.986 | 0.982 | 0.986 | 0.979 | 0.986 | 0.98 | 0.983 | 0.977 | 0.981 | 0.974 | 0.983 | 0.973 | 0.982 | 0.975 | 0.983 | 0.976
Erne 4 Generator Unit | ER4 | GU_400221 | CATH_FAL | 110 | 0.983 | 0.977 | 0.984 | 0.978 | 0.985 | 0.979 | 0.983 | 0.977 | 0.985 | 0.98 | 0.986 | 0.982 | 0.986 | 0.979 | 0.986 | 0.98 | 0.983 | 0.977 | 0.981 | 0.974 | 0.983 | 0.973 | 0.982 | 0.975 | 0.983 | 0.976
EWIC | EW1 | I_ROIEWIC | DEESIDE | 400 | 0.99 | 1.016 | 0.953 | 0.953 | 0.953 | 0.953 | 0.953 | 0.953 | 0.953 | 0.953 | 0.953 | 0.953 | 0.953 | 0.953 | 0.953 | 0.953 | 0.953 | 0.953 | 0.953 | 0.953 | 0.953 | 0.953 | 0.953 | 0.953 | 0.953 | 0.953
Gartnaneane Generator Unit | GA2 | GU_400041 | MEATH HI | 110 | 1.003 | 1 | 1.005 | 1.004 | 1.007 | 1.006 | 1.006 | 1.005 | 1.008 | 1.007 | 1.007 | 1.008 | 1.007 | 1.007 | 1.007 | 1.007 | 1.005 | 1.004 | 1.002 | 1 | 1.003 | 1.001 | 1.004 | 1.002 | 1.004 | 1.003
Gortahile Windfarm Ltd Generator Unit | GE1 | GU_401060 | CARLOW | 110 | 1 | 0.998 | 1.003 | 1.001 | 0.998 | 0.995 | 1 | 0.997 | 0.999 | 0.996 | 0.997 | 0.995 | 1.004 | 1.001 | 1 | 0.991 | 0.999 | 0.993 | 1.006 | 0.999 | 1.005 | 0.998 | 1.006 | 0.998 | 1.005 | 0.998
Garvagh Glebe Generator Unit | GH1 | GU_400950 | GARVAGH | 110 | 0.985 | 0.98 | 0.986 | 0.979 | 0.988 | 0.981 | 0.986 | 0.979 | 0.987 | 0.98 | 0.986 | 0.981 | 0.987 | 0.98 | 0.987 | 0.982 | 0.985 | 0.98 | 0.982 | 0.976 | 0.983 | 0.976 | 0.984 | 0.977 | 0.984 | 0.978
Tullynahaw Generator Unit | GH2 | GU_400940 | GARVAGH | 110 | 0.985 | 0.98 | 0.986 | 0.979 | 0.988 | 0.981 | 0.986 | 0.979 | 0.987 | 0.98 | 0.986 | 0.981 | 0.987 | 0.98 | 0.987 | 0.982 | 0.985 | 0.98 | 0.982 | 0.976 | 0.983 | 0.976 | 0.984 | 0.977 | 0.984 | 0.978
Great Island CCGT | GI4 | GU_400762 | GREAT IS | 220 | 0.995 | 0.992 | 0.998 | 0.994 | 0.987 | 0.983 | 0.991 | 0.987 | 0.99 | 0.984 | 0.987 | 0.983 | 0.998 | 0.993 | 0.988 | 0.979 | 0.985 | 0.979 | 1.001 | 0.994 | 1 | 0.993 | 1.001 | 0.993 | 1 | 0.993
Midas Generator Unit | GLC | GU_400060 | GLANLEE | 110 | 0.973 | 0.969 | 0.976 | 0.97 | 0.974 | 0.968 | 0.976 | 0.969 | 0.973 | 0.965 | 0.971 | 0.964 | 0.972 | 0.964 | 0.973 | 0.964 | 0.977 | 0.97 | 0.98 | 0.973 | 0.979 | 0.971 | 0.979 | 0.97 | 0.978 | 0.969
Garracummer Wind Farm Ltd | GM1 | GU_401740 | CAUTEEN | 110 | 0.982 | 0.976 | 0.984 | 0.977 | 0.981 | 0.975 | 0.983 | 0.975 | 0.981 | 0.972 | 0.979 | 0.972 | 0.982 | 0.973 | 0.982 | 0.971 | 0.984 | 0.976 | 0.987 | 0.978 | 0.986 | 0.976 | 0.986 | 0.975 | 0.985 | 0.975
Barnesmore (Golagh) Windfarm | GO1 | GU_401170 | GOLAGH | 110 | 0.98 | 0.971 | 0.98 | 0.973 | 0.982 | 0.975 | 0.98 | 0.973 | 0.982 | 0.976 | 0.983 | 0.978 | 0.983 | 0.975 | 0.982 | 0.975 | 0.978 | 0.971 | 0.976 | 0.968 | 0.978 | 0.967 | 0.978 | 0.97 | 0.979 | 0.97
Grove Hill Windfarm | GR1 | GU_401890 | DUNDALK | 110 | 1.007 | 1.003 | 1.008 | 1.006 | 1.01 | 1.008 | 1.009 | 1.008 | 1.01 | 1.011 | 1.01 | 1.011 | 1.009 | 1.009 | 1.01 | 1.009 | 1.007 | 1.005 | 1.004 | 1.002 | 1.006 | 1.003 | 1.006 | 1.005 | 1.006 | 1.006
Gibbet Hill Windfarm | GT1 | GU_401340 | LODGEWOO | 110 | 0.997 | 0.995 | 1 | 0.997 | 0.993 | 0.99 | 0.996 | 0.992 | 0.995 | 0.991 | 0.993 | 0.99 | 1 | 0.997 | 0.994 | 0.986 | 0.992 | 0.986 | 1.002 | 0.996 | 1.002 | 0.996 | 1.002 | 0.995 | 1.001 | 0.995
Glenough Windfarm | GU1 | GU_401250 | CAUTEEN | 110 | 0.982 | 0.976 | 0.984 | 0.977 | 0.981 | 0.975 | 0.983 | 0.975 | 0.981 | 0.972 | 0.979 | 0.972 | 0.982 | 0.973 | 0.982 | 0.971 | 0.984 | 0.976 | 0.987 | 0.978 | 0.986 | 0.976 | 0.986 | 0.975 | 0.985 | 0.975
Grouselodge Windfarm (Gen Unit) | GW1 | GU_401090 | RATHKEAL | 110 | 0.981 | 0.979 | 0.984 | 0.98 | 0.983 | 0.979 | 0.984 | 0.979 | 0.98 | 0.974 | 0.978 | 0.974 | 0.98 | 0.974 | 0.987 | 0.984 | 0.989 | 0.988 | 0.99 | 0.988 | 0.99 | 0.987 | 0.989 | 0.986 | 0.988 | 0.985
Glencarbry Windfarm | GY1 | GU_401970 | CAUTEEN | 110 | 0.982 | 0.976 | 0.984 | 0.977 | 0.981 | 0.975 | 0.983 | 0.975 | 0.981 | 0.972 | 0.979 | 0.972 | 0.982 | 0.973 | 0.982 | 0.971 | 0.984 | 0.976 | 0.987 | 0.978 | 0.986 | 0.976 | 0.986 | 0.975 | 0.985 | 0.975
VPL Generation Unit | HN2 | GU_400540 | HUNTSTOW | 220 | 1.001 | 1.002 | 1.003 | 1.004 | 1.003 | 1.004 | 1.004 | 1.004 | 1.003 | 1.004 | 1.002 | 1.004 | 1.003 | 1.004 | 1.006 | 1.005 | 1.006 | 1.005 | 1.005 | 1.004 | 1.005 | 1.005 | 1.006 | 1.004 | 1.004 | 1.004
HPC1 Generation Unit | HNC | GU_400480 | HUNTSTOW | 220 | 1.001 | 1.002 | 1.003 | 1.004 | 1.004 | 1.004 | 1.004 | 1.004 | 1.003 | 1.004 | 1.002 | 1.004 | 1.004 | 1.004 | 1.006 | 1.005 | 1.006 | 1.005 | 1.005 | 1.004 | 1.006 | 1.004 | 1.006 | 1.004 | 1.004 | 1.004
Indaver - Meath Waste - Generator | IW1 | GU_401230 | DRYBRIDG | 110 | 1.005 | 1.004 | 1.007 | 1.006 | 1.008 | 1.008 | 1.008 | 1.007 | 1.008 | 1.008 | 1.008 | 1.009 | 1.008 | 1.008 | 1.009 | 1.008 | 1.008 | 1.007 | 1.006 | 1.004 | 1.007 | 1.005 | 1.007 | 1.006 | 1.007 | 1.006
Knockacummer Wind Farm | KC1 | GU_401770 | GLENLARA_W | 110 | 0.972 | 0.969 | 0.976 | 0.971 | 0.974 | 0.969 | 0.976 | 0.969 | 0.973 | 0.966 | 0.97 | 0.965 | 0.972 | 0.965 | 0.974 | 0.966 | 0.977 | 0.971 | 0.981 | 0.974 | 0.98 | 0.972 | 0.98 | 0.971 | 0.978 | 0.97
Knockalassa Windfarm | KD1 | GU_402310 | Slievecallan | 110 | 0.983 | 0.98 | 0.986 | 0.981 | 0.985 | 0.98 | 0.986 | 0.98 | 0.982 | 0.976 | 0.981 | 0.976 | 0.983 | 0.976 | 0.988 | 0.98 | 0.99 | 0.984 | 0.99 | 0.984 | 0.99 | 0.982 | 0.989 | 0.981 | 0.989 | 0.981
Dunneil Windfarm (Kingsmountain Phase 2) | KG2 | GU_400021 | CUNGHILL | 110 | 0.984 | 0.966 | 0.989 | 0.979 | 0.991 | 0.987 | 0.988 | 0.98 | 0.989 | 0.986 | 0.989 | 0.987 | 0.988 | 0.984 | 0.983 | 0.97 | 0.981 | 0.968 | 0.978 | 0.963 | 0.978 | 0.962 | 0.978 | 0.964 | 0.979 | 0.966
Kingsmountain Generator Unit | KGM | GU_400020 | CUNGHILL | 110 | 0.984 | 0.966 | 0.989 | 0.979 | 0.991 | 0.987 | 0.988 | 0.98 | 0.989 | 0.986 | 0.989 | 0.987 | 0.988 | 0.984 | 0.983 | 0.97 | 0.981 | 0.968 | 0.978 | 0.963 | 0.978 | 0.962 | 0.978 | 0.964 | 0.979 | 0.966
Kill Hill Wind Farm Limited | KH1 | GU_401780 | KILL HIL | 110 | 0.985 | 0.979 | 0.986 | 0.979 | 0.984 | 0.976 | 0.985 | 0.977 | 0.984 | 0.975 | 0.983 | 0.976 | 0.985 | 0.977 | 0.983 | 0.971 | 0.985 | 0.975 | 0.988 | 0.977 | 0.987 | 0.975 | 0.987 | 0.975 | 0.986 | 0.975
Cloghanaleskirt Windfarm | KI1 | GU_402280 | CLOGHBOO | 110 | 0.976 | 0.974 | 0.977 | 0.974 | 0.976 | 0.973 | 0.977 | 0.973 | 0.973 | 0.968 | 0.971 | 0.967 | 0.973 | 0.967 | 0.981 | 0.974 | 0.983 | 0.978 | 0.984 | 0.978 | 0.983 | 0.977 | 0.983 | 0.977 | 0.982 | 0.975
Knock South Windfarm | KK1 | GU_401140 | GALWAY | 110 | 0.989 | 0.985 | 0.99 | 0.986 | 0.991 | 0.987 | 0.99 | 0.985 | 0.988 | 0.983 | 0.986 | 0.983 | 0.987 | 0.982 | 0.993 | 0.988 | 0.994 | 0.989 | 0.993 | 0.987 | 0.992 | 0.986 | 0.992 | 0.986 | 0.992 | 0.986
Knocknagoum Windfarm Limited | KM1 | GU_401350 | REAMORE | 110 | 0.977 | 0.974 | 0.981 | 0.975 | 0.98 | 0.974 | 0.981 | 0.974 | 0.978 | 0.97 | 0.976 | 0.97 | 0.977 | 0.969 | 0.982 | 0.973 | 0.985 | 0.977 | 0.986 | 0.978 | 0.985 | 0.976 | 0.985 | 0.976 | 0.984 | 0.975
Knocknatallig Windfarm | KQ1 | GU_402320 | CHARLEVI | 110 | 0.982 | 0.975 | 0.984 | 0.977 | 0.982 | 0.975 | 0.984 | 0.975 | 0.982 | 0.973 | 0.98 | 0.972 | 0.981 | 0.972 | 0.98 | 0.97 | 0.984 | 0.976 | 0.988 | 0.98 | 0.987 | 0.978 | 0.987 | 0.977 | 0.986 | 0.976
Killaveenoge Windfarm | KV1 | GU_401950 | DUNMANWAY | 110 | 0.974 | 0.969 | 0.98 | 0.973 | 0.978 | 0.971 | 0.98 | 0.971 | 0.978 | 0.968 | 0.976 | 0.968 | 0.977 | 0.968 | 0.975 | 0.965 | 0.979 | 0.971 | 0.984 | 0.976 | 0.982 | 0.973 | 0.982 | 0.972 | 0.981 | 0.971
Knockawarriga Generator Unit | KW1 | GU_400630 | TRIEN | 110 | 0.98 | 0.977 | 0.981 | 0.975 | 0.981 | 0.975 | 0.981 | 0.975 | 0.979 | 0.971 | 0.976 | 0.97 | 0.977 | 0.969 | 0.982 | 0.977 | 0.985 | 0.981 | 0.985 | 0.981 | 0.984 | 0.978 | 0.984 | 0.979 | 0.984 | 0.978
Kelwin | KZ1 | GU_402300 | KILPADOGGE | 110 | 0.979 | 0.979 | 0.981 | 0.979 | 0.981 | 0.978 | 0.982 | 0.978 | 0.977 | 0.973 | 0.975 | 0.972 | 0.977 | 0.973 | 0.985 | 0.98 | 0.988 | 0.984 | 0.988 | 0.984 | 0.987 | 0.983 | 0.987 | 0.981 | 0.986 | 0.981
Inniscarra (Lee unit 1) Generator Unit | LE1 | GU_400280 | INISCARR | 110 | 0.978 | 0.974 | 0.982 | 0.977 | 0.979 | 0.973 | 0.981 | 0.974 | 0.979 | 0.971 | 0.977 | 0.971 | 0.979 | 0.971 | 0.976 | 0.966 | 0.98 | 0.974 | 0.987 | 0.98 | 0.985 | 0.977 | 0.985 | 0.976 | 0.984 | 0.975
Lee unit 2 Generator Unit | LE2 | GU_400281 | INISCARR | 110 | 0.978 | 0.974 | 0.982 | 0.977 | 0.979 | 0.973 | 0.981 | 0.974 | 0.979 | 0.971 | 0.977 | 0.971 | 0.979 | 0.971 | 0.976 | 0.966 | 0.98 | 0.974 | 0.987 | 0.98 | 0.985 | 0.977 | 0.985 | 0.976 | 0.984 | 0.975
Carrigadrohid Generator Unit | LE3 | GU_400290 | CARRIGAD | 110 | 0.974 | 0.971 | 0.979 | 0.973 | 0.976 | 0.971 | 0.979 | 0.971 | 0.976 | 0.968 | 0.974 | 0.968 | 0.976 | 0.968 | 0.974 | 0.965 | 0.978 | 0.971 | 0.983 | 0.976 | 0.982 | 0.974 | 0.982 | 0.973 | 0.98 | 0.971
Leitir Guingaid Wind Farm phase 1 | LG1 | GU_401500 | SALTHILL | 110 | 0.989 | 0.985 | 0.99 | 0.986 | 0.991 | 0.987 | 0.99 | 0.986 | 0.988 | 0.983 | 0.987 | 0.983 | 0.987 | 0.983 | 0.994 | 0.989 | 0.994 | 0.989 | 0.993 | 0.988 | 0.992 | 0.986 | 0.992 | 0.986 | 0.992 | 0.986
Liffey 1 Generator Unit | LI1 | GU_400250 | POLLAPHU | 110 | 0.998 | 0.998 | 1.001 | 1 | 0.994 | 0.993 | 0.996 | 0.995 | 0.996 | 0.994 | 0.995 | 0.993 | 1.004 | 1.001 | 0.999 | 0.991 | 0.998 | 0.992 | 1.004 | 0.997 | 1.005 | 0.996 | 1.005 | 0.996 | 1.005 | 0.996
Liffey 2 Generator Unit | LI2 | GU_400251 | POLLAPHU | 110 | 0.998 | 0.998 | 1.001 | 1 | 0.994 | 0.993 | 0.996 | 0.995 | 0.996 | 0.994 | 0.995 | 0.993 | 1.004 | 1.001 | 0.999 | 0.991 | 0.998 | 0.992 | 1.004 | 0.997 | 1.005 | 0.996 | 1.005 | 0.996 | 1.005 | 0.996
Liffey 3 Hydro Unit | LI3 | GU_401220 | POLLAPHU | 110 | 0.998 | 0.998 | 1.001 | 1 | 0.994 | 0.993 | 0.996 | 0.995 | 0.996 | 0.994 | 0.995 | 0.993 | 1.004 | 1.001 | 0.999 | 0.991 | 0.998 | 0.992 | 1.004 | 0.997 | 1.005 | 0.996 | 1.005 | 0.996 | 1.005 | 0.996
Liffey 4 Generator Unit | LI4 | GU_400252 | POLLAPHU | 110 | 0.998 | 0.998 | 1.001 | 1 | 0.994 | 0.993 | 0.996 | 0.995 | 0.996 | 0.994 | 0.995 | 0.993 | 1.004 | 1.001 | 0.999 | 0.991 | 0.998 | 0.992 | 1.004 | 0.997 | 1.005 | 0.996 | 1.005 | 0.996 | 1.005 | 0.996
Liffey 5 Generator Unit | LI5 | GU_400260 | POLLAPHU | 110 | 1 | 1 | 1.001 | 1 | 0.994 | 0.993 | 0.996 | 0.995 | 0.996 | 0.994 | 0.995 | 0.993 | 1.004 | 1.001 | 0.999 | 0.991 | 0.998 | 0.992 | 1.004 | 0.997 | 1.005 | 0.996 | 1.005 | 0.996 | 1.005 | 0.996
Leanamore Windfarm | LM1 | GU_402210 | KILPADOGGE | 110 | 0.979 | 0.979 | 0.981 | 0.979 | 0.981 | 0.978 | 0.982 | 0.978 | 0.977 | 0.973 | 0.975 | 0.972 | 0.977 | 0.973 | 0.985 | 0.98 | 0.988 | 0.984 | 0.988 | 0.984 | 0.987 | 0.983 | 0.987 | 0.981 | 0.986 | 0.981
Lanesboro | LR4 | GU_400240 | LANESBOR | 110 | 0.978 | 0.973 | 0.979 | 0.974 | 0.981 | 0.975 | 0.98 | 0.975 | 0.981 | 0.974 | 0.98 | 0.975 | 0.986 | 0.982 | 0.983 | 0.974 | 0.984 | 0.976 | 0.98 | 0.972 | 0.979 | 0.97 | 0.979 | 0.971 | 0.979 | 0.972
Lisheen Windfarm Phase 1 | LS1 | GU_400840 | LISHEEN | 110 | 0.98 | 0.972 | 0.979 | 0.97 | 0.977 | 0.969 | 0.978 | 0.969 | 0.978 | 0.968 | 0.977 | 0.969 | 0.978 | 0.969 | 0.976 | 0.963 | 0.979 | 0.968 | 0.98 | 0.967 | 0.979 | 0.965 | 0.979 | 0.965 | 0.978 | 0.965
Lisheen Wind Farm 2 Ltd | LS2 | GU_401750 | LISHEEN | 110 | 0.98 | 0.972 | 0.979 | 0.97 | 0.977 | 0.969 | 0.978 | 0.969 | 0.978 | 0.968 | 0.977 | 0.969 | 0.978 | 0.969 | 0.976 | 0.963 | 0.979 | 0.968 | 0.98 | 0.967 | 0.979 | 0.965 | 0.979 | 0.965 | 0.978 | 0.965
Mulreavy Windfarm | MB1 | GU_401930 | MULREAVY | 110 | 1.001 | 0.998 | 0.978 | 0.97 | 0.98 | 0.973 | 0.977 | 0.97 | 0.98 | 0.974 | 0.981 | 0.975 | 0.98 | 0.972 | 0.98 | 0.972 | 0.976 | 0.969 | 0.974 | 0.965 | 0.975 | 0.965 | 0.976 | 0.967 | 0.976 | 0.968
Meenadreen South 2 Windfarm | MB2 | GU_401920 | MULREAVY | 110 | 0.978 | 0.969 | 0.978 | 0.97 | 0.98 | 0.973 | 0.977 | 0.97 | 0.98 | 0.974 | 0.981 | 0.975 | 0.98 | 0.972 | 0.98 | 0.972 | 0.976 | 0.969 | 0.974 | 0.965 | 0.975 | 0.965 | 0.976 | 0.967 | 0.976 | 0.968
Airoshin Generator Unit | MC1 | GU_400610 | BINBANE | 110 | 0.979 | 0.968 | 0.985 | 0.976 | 0.988 | 0.979 | 0.985 | 0.976 | 0.988 | 0.98 | 0.989 | 0.982 | 0.987 | 0.979 | 0.985 | 0.977 | 0.981 | 0.973 | 0.977 | 0.969 | 0.979 | 0.968 | 0.98 | 0.97 | 0.981 | 0.971
Meentycat Generator Unit | MCT | GU_400070 | MEENTYCA | 110 | 0.978 | 0.966 | 0.979 | 0.97 | 0.982 | 0.972 | 0.979 | 0.97 | 0.983 | 0.974 | 0.983 | 0.975 | 0.981 | 0.972 | 0.98 | 0.971 | 0.975 | 0.966 | 0.972 | 0.962 | 0.974 | 0.962 | 0.975 | 0.965 | 0.976 | 0.966
Monaincha Wind Farm | MH1 | GU_401540 | IKERRIN | 110 | 0.984 | 0.977 | 0.985 | 0.976 | 0.984 | 0.976 | 0.985 | 0.976 | 0.984 | 0.975 | 0.984 | 0.976 | 0.984 | 0.976 | 0.983 | 0.97 | 0.988 | 0.977 | 0.986 | 0.975 | 0.985 | 0.973 | 0.985 | 0.972 | 0.985 | 0.972
Mountain Lodge Wind Farm | ML1 | GU_400620 | RATRUSSA | 110 | 0.995 | 0.989 | 1 | 0.996 | 1.002 | 0.998 | 1.001 | 0.997 | 1.002 | 1 | 1.002 | 1 | 1.001 | 0.999 | 1.001 | 0.998 | 0.999 | 0.995 | 0.995 | 0.991 | 0.996 | 0.991 | 0.996 | 0.992 | 0.997 | 0.993
Moanmore Windfarm Generator Unit | MMR | GU_400970 | TULLABRA | 110 | 0.98 | 0.979 | 0.983 | 0.98 | 0.982 | 0.98 | 0.983 | 0.979 | 0.978 | 0.974 | 0.977 | 0.974 | 0.979 | 0.974 | 0.987 | 0.981 | 0.989 | 0.984 | 0.989 | 0.984 | 0.988 | 0.983 | 0.988 | 0.982 | 0.987 | 0.981
Mount Lucas Wind Farm Limited | MO1 | GU_401690 | MOUNTLUC | 110 | 0.983 | 0.982 | 0.986 | 0.981 | 0.987 | 0.982 | 0.99 | 0.986 | 0.987 | 0.981 | 0.986 | 0.982 | 0.986 | 0.982 | 0.99 | 0.982 | 1.007 | 1.001 | 0.991 | 0.983 | 0.986 | 0.977 | 0.987 | 0.978 | 0.986 | 0.978
Moneypoint 1 Generator Unit | MP1 | GU_400270 | MNYPG1 | 380 | 0.983 | 0.983 | 0.985 | 0.984 | 0.984 | 0.983 | 0.986 | 0.983 | 0.981 | 0.978 | 0.979 | 0.978 | 0.981 | 0.978 | 0.99 | 0.985 | 0.991 | 0.988 | 0.991 | 0.987 | 0.99 | 0.986 | 0.991 | 0.986 | 0.99 | 0.985
Moneypoint 2 Generator Unit | MP2 | GU_400271 | MNYPG2 | 380 | 0.983 | 0.983 | 0.985 | 0.984 | 0.984 | 0.983 | 0.986 | 0.983 | 0.981 | 0.978 | 0.979 | 0.978 | 0.981 | 0.978 | 0.99 | 0.985 | 0.991 | 0.988 | 0.991 | 0.987 | 0.99 | 0.986 | 0.991 | 0.986 | 0.99 | 0.985
Moneypoint 3 Generator Unit | MP3 | GU_400272 | MNYPG3 | 380 | 0.983 | 0.983 | 0.985 | 0.984 | 0.984 | 0.983 | 0.986 | 0.983 | 0.981 | 0.978 | 0.979 | 0.978 | 0.981 | 0.978 | 0.99 | 0.985 | 0.991 | 0.988 | 0.991 | 0.987 | 0.99 | 0.986 | 0.991 | 0.986 | 0.99 | 0.985
Moneypoint Windfarm | MP9 | GU_402080 | MONEYPOINT | 110 | 0.98 | 0.979 | 0.983 | 0.98 | 0.982 | 0.98 | 0.983 | 0.979 | 0.978 | 0.974 | 0.976 | 0.974 | 0.978 | 0.974 | 0.987 | 0.982 | 0.989 | 0.985 | 0.989 | 0.985 | 0.988 | 0.983 | 0.988 | 0.982 | 0.987 | 0.982
Marina Generator Unit | MRT | GU_400300 | MARINA | 110 | 0.979 | 0.975 | 0.983 | 0.977 | 0.98 | 0.974 | 0.983 | 0.975 | 0.981 | 0.972 | 0.978 | 0.972 | 0.98 | 0.972 | 0.977 | 0.966 | 0.981 | 0.973 | 0.988 | 0.98 | 0.986 | 0.977 | 0.986 | 0.976 | 0.984 | 0.975
Muingnaminnane Generator Unit | MU1 | GU_400960 | TRALEE | 110 | 0.979 | 0.976 | 0.982 | 0.976 | 0.981 | 0.976 | 0.982 | 0.976 | 0.979 | 0.972 | 0.977 | 0.971 | 0.978 | 0.971 | 0.983 | 0.975 | 0.986 | 0.979 | 0.987 | 0.979 | 0.986 | 0.978 | 0.986 | 0.978 | 0.985 | 0.977
Raheen Barr Gen Unit | MXE | GU_400810 | CASTLEBA | 110 | 0.99 | 0.976 | 0.996 | 0.987 | 1 | 0.99 | 0.995 | 0.986 | 0.996 | 0.986 | 0.995 | 0.987 | 0.993 | 0.985 | 0.988 | 0.979 | 0.987 | 0.978 | 0.984 | 0.974 | 0.984 | 0.972 | 0.983 | 0.973 | 0.984 | 0.973
North Wall5 Generator Unit | NW5 | GU_400311 | NORTH WA | 220 | 1.001 | 1.002 | 1.003 | 1.003 | 1.003 | 1.004 | 1.003 | 1.004 | 1.003 | 1.003 | 1.002 | 1.003 | 1.003 | 1.003 | 1.006 | 1.004 | 1.005 | 1.004 | 1.005 | 1.003 | 1.005 | 1.004 | 1.006 | 1.004 | 1.004 | 1.003
Coollegrean Windfarm | OG1 | GU_402170 | CORDAL | 110 | 0.972 | 0.969 | 0.978 | 0.972 | 0.976 | 0.971 | 0.977 | 0.971 | 0.974 | 0.967 | 0.972 | 0.966 | 0.974 | 0.966 | 0.976 | 0.967 | 0.979 | 0.972 | 0.982 | 0.975 | 0.981 | 0.973 | 0.981 | 0.972 | 0.979 | 0.971
Shellybanks PBA | PBA | GU_400324 | SHELLYBA | 220 | 1.001 | 1.002 | 1.002 | 1.003 | 1.002 | 1.003 | 1.003 | 1.003 | 1.002 | 1.002 | 1.001 | 1.002 | 1.003 | 1.003 | 1.005 | 1.003 | 1.005 | 1.003 | 1.005 | 1.003 | 1.005 | 1.003 | 1.005 | 1.003 | 1.004 | 1.003
Shellybanks PBB | PBB | GU_400325 | SHELLYBA | 220 | 1.001 | 1.002 | 1.002 | 1.003 | 1.002 | 1.003 | 1.003 | 1.003 | 1.002 | 1.002 | 1.001 | 1.002 | 1.003 | 1.003 | 1.005 | 1.003 | 1.005 | 1.003 | 1.005 | 1.003 | 1.005 | 1.003 | 1.005 | 1.003 | 1.004 | 1.003
Castlepook Windfarm | PO1 | GU_402190 | CHARLEVI | 110 | 0.982 | 0.975 | 0.984 | 0.977 | 0.982 | 0.975 | 0.984 | 0.975 | 0.982 | 0.973 | 0.98 | 0.972 | 0.981 | 0.972 | 0.98 | 0.97 | 0.984 | 0.976 | 0.988 | 0.98 | 0.987 | 0.978 | 0.987 | 0.977 | 0.986 | 0.976
Rathcahill West Windfarm | RC1 | GU_401080 | RATHKEAL | 110 | 0.981 | 0.979 | 0.984 | 0.98 | 0.983 | 0.979 | 0.984 | 0.979 | 0.98 | 0.974 | 0.978 | 0.974 | 0.98 | 0.974 | 0.987 | 0.984 | 0.989 | 0.988 | 0.99 | 0.988 | 0.99 | 0.987 | 0.989 | 0.986 | 0.988 | 0.985
Boolinrudda Windfarm | RD1 | GU_402270 | Slievecallan | 110 | 0.983 | 0.98 | 0.986 | 0.981 | 0.985 | 0.98 | 0.986 | 0.98 | 0.982 | 0.976 | 0.981 | 0.976 | 0.983 | 0.976 | 0.988 | 0.98 | 0.99 | 0.984 | 0.99 | 0.984 | 0.99 | 0.982 | 0.989 | 0.981 | 0.989 | 0.981
Richfield Generator Unit | RF1 | GU_400080 | WEXFORD | 110 | 1 | 0.996 | 1.005 | 0.999 | 0.997 | 0.992 | 1 | 0.994 | 0.999 | 0.993 | 0.997 | 0.993 | 1.005 | 1 | 0.997 | 0.987 | 0.994 | 0.987 | 1.005 | 0.997 | 1.005 | 0.997 | 1.006 | 0.997 | 1.006 | 0.997
Raheenleagh 1 Windfarm | RL1 | GU_401940 | ARKLOW | 110 | 0.999 | 0.998 | 1.002 | 1 | 0.998 | 0.997 | 1 | 0.998 | 0.999 | 0.997 | 0.998 | 0.997 | 1.002 | 1 | 1 | 0.994 | 0.999 | 0.995 | 1.004 | 0.999 | 1.004 | 0.999 | 1.004 | 0.999 | 1.003 | 0.999
Rhode Peaking 1 Generator Unit | RP1 | GU_400770 | DERRYIRO | 110 | 0.997 | 0.997 | 0.999 | 0.997 | 1 | 0.999 | 1.001 | 1 | 1 | 0.998 | 0.999 | 0.998 | 1 | 0.999 | 1.003 | 0.998 | 1.008 | 1.004 | 1.002 | 0.997 | 1 | 0.996 | 1.001 | 0.996 | 1 | 0.996
Rhode Peaking 2 Generator Unit | RP2 | GU_400771 | DERRYIRO | 110 | 0.997 | 0.997 | 0.999 | 0.997 | 1 | 0.999 | 1.001 | 1 | 1 | 0.998 | 0.999 | 0.998 | 1 | 0.999 | 1.003 | 0.998 | 1.008 | 1.004 | 1.002 | 0.997 | 1 | 0.996 | 1.001 | 0.996 | 1 | 0.996
Sliabh Bawn Windfarm | SB1 | GU_401900 | SLIABH BAWN | 110 | 0.981 | 0.975 | 0.982 | 0.976 | 0.983 | 0.978 | 0.983 | 0.977 | 0.983 | 0.976 | 0.982 | 0.977 | 0.986 | 0.982 | 0.985 | 0.977 | 0.985 | 0.978 | 0.981 | 0.974 | 0.981 | 0.972 | 0.981 | 0.973 | 0.981 | 0.974
Sealrock 3 Generator Unit | SK3 | GU_400120 | AUGHINIS | 110 | 0.972 | 0.97 | 0.973 | 0.969 | 0.971 | 0.968 | 0.973 | 0.967 | 0.969 | 0.963 | 0.967 | 0.962 | 0.97 | 0.963 | 0.975 | 0.968 | 0.978 | 0.974 | 0.979 | 0.974 | 0.983 | 0.977 | 0.978 | 0.971 | 0.978 | 0.972
Sealrock 4 Generator Unit | SK4 | GU_400121 | AUGHINIS | 110 | 0.972 | 0.97 | 0.973 | 0.969 | 0.971 | 0.968 | 0.973 | 0.967 | 0.969 | 0.963 | 0.967 | 0.962 | 0.97 | 0.963 | 0.975 | 0.968 | 0.978 | 0.974 | 0.979 | 0.974 | 0.983 | 0.977 | 0.978 | 0.971 | 0.978 | 0.972
Slievereagh Power Ltd (Wind Unit) | SL1 | GU_400671 | TIPPERAR | 110 | 0.985 | 0.979 | 0.987 | 0.979 | 0.984 | 0.977 | 0.985 | 0.977 | 0.984 | 0.975 | 0.983 | 0.975 | 0.985 | 0.976 | 0.984 | 0.973 | 0.986 | 0.977 | 0.989 | 0.979 | 0.989 | 0.978 | 0.988 | 0.977 | 0.988 | 0.977
Slievereagh Power Phase II | SL2 | GU_401460 | TIPPERAR | 110 | 0.985 | 0.979 | 0.987 | 0.979 | 0.984 | 0.977 | 0.985 | 0.977 | 0.984 | 0.975 | 0.983 | 0.975 | 0.985 | 0.976 | 0.984 | 0.973 | 0.986 | 0.977 | 0.989 | 0.979 | 0.989 | 0.978 | 0.988 | 0.977 | 0.988 | 0.977
Sorne Hill Generator Unit | SN1 | GU_400550 | TRILLICK | 110 | 0.973 | 0.959 | 0.975 | 0.963 | 0.979 | 0.967 | 0.975 | 0.965 | 0.98 | 0.969 | 0.981 | 0.971 | 0.978 | 0.966 | 0.976 | 0.962 | 0.971 | 0.956 | 0.966 | 0.952 | 0.969 | 0.952 | 0.969 | 0.955 | 0.971 | 0.956
Seecon Wind Farm | SO1 | GU_401990 | UGGOOL | 110 | 0.986 | 0.982 | 0.987 | 0.982 | 0.988 | 0.984 | 0.987 | 0.981 | 0.984 | 0.979 | 0.983 | 0.979 | 0.984 | 0.978 | 0.991 | 0.985 | 0.992 | 0.986 | 0.99 | 0.984 | 0.99 | 0.983 | 0.99 | 0.983 | 0.989 | 0.983
Scartaglen 1 Windfarm | ST1 | GU_402250 | CORDAL | 110 | 0.972 | 0.969 | 0.978 | 0.972 | 0.976 | 0.971 | 0.977 | 0.971 | 0.974 | 0.967 | 0.972 | 0.966 | 0.974 | 0.966 | 0.976 | 0.967 | 0.979 | 0.972 | 0.982 | 0.975 | 0.981 | 0.973 | 0.981 | 0.972 | 0.979 | 0.971
Scartaglen 2 Windfarm | ST2 | GU_402260 | CORDAL | 110 | 0.972 | 0.969 | 0.978 | 0.972 | 0.976 | 0.971 | 0.977 | 0.971 | 0.974 | 0.967 | 0.972 | 0.966 | 0.974 | 0.966 | 0.976 | 0.967 | 0.979 | 0.972 | 0.982 | 0.975 | 0.981 | 0.973 | 0.981 | 0.972 | 0.979 | 0.971
Tarbert 1 Generator Unit | TB1 | GU_400750 | TARBERT | 110 | 0.981 | 0.98 | 0.983 | 0.981 | 0.982 | 0.98 | 0.983 | 0.98 | 0.979 | 0.975 | 0.977 | 0.974 | 0.979 | 0.975 | 0.987 | 0.982 | 0.989 | 0.985 | 0.989 | 0.985 | 0.988 | 0.984 | 0.988 | 0.983 | 0.987 | 0.982
Tarbert 2 Generator Unit | TB2 | GU_400751 | TARBERT | 110 | 0.981 | 0.98 | 0.983 | 0.981 | 0.982 | 0.98 | 0.983 | 0.98 | 0.979 | 0.975 | 0.977 | 0.974 | 0.979 | 0.975 | 0.987 | 0.982 | 0.989 | 0.985 | 0.989 | 0.985 | 0.988 | 0.984 | 0.988 | 0.983 | 0.987 | 0.982
Tarbert 3 Generator Unit | TB3 | GU_400752 | TARBERT | 220 | 0.981 | 0.98 | 0.983 | 0.981 | 0.982 | 0.98 | 0.983 | 0.98 | 0.979 | 0.975 | 0.977 | 0.974 | 0.979 | 0.975 | 0.987 | 0.982 | 0.989 | 0.985 | 0.989 | 0.985 | 0.988 | 0.984 | 0.989 | 0.983 | 0.987 | 0.982
Tarbert 4 Generator Unit | TB4 | GU_400753 | TARBERT | 220 | 0.981 | 0.98 | 0.983 | 0.981 | 0.982 | 0.98 | 0.983 | 0.98 | 0.979 | 0.975 | 0.977 | 0.974 | 0.979 | 0.975 | 0.987 | 0.982 | 0.989 | 0.985 | 0.989 | 0.985 | 0.988 | 0.984 | 0.989 | 0.983 | 0.987 | 0.982
Turlough Hill 1 Generator Unit | TH1 | GU_400360 | TURLOUGH | 220 | 0.996 | 1.002 | 0.999 | 1.001 | 0.998 | 1.001 | 0.998 | 1.002 | 0.997 | 1 | 0.996 | 1 | 0.998 | 1 | 1.001 | 1 | 1.001 | 1.002 | 1.001 | 1.001 | 1.001 | 1.002 | 1.001 | 1.001 | 1.001 | 1.001
Turlough Hill 2 Generator Unit | TH2 | GU_400361 | TURLOUGH | 220 | 0.996 | 1.002 | 0.999 | 1.001 | 0.998 | 1.001 | 0.998 | 1.002 | 0.997 | 1 | 0.996 | 1 | 0.998 | 1 | 1.001 | 1 | 1.001 | 1.002 | 1.001 | 1.001 | 1.001 | 1.002 | 1.001 | 1.001 | 1.001 | 1.001
Turlough Hill 3 Generator Unit | TH3 | GU_400362 | TURLOUGH | 220 | 0.996 | 1.002 | 0.999 | 1.001 | 0.998 | 1.001 | 0.998 | 1.002 | 0.997 | 1 | 0.996 | 1 | 0.998 | 1 | 1.001 | 1 | 1.001 | 1.002 | 1.001 | 1.001 | 1.001 | 1.002 | 1.001 | 1.001 | 1.001 | 1.001
Turlough Hill 4 Generator Unit | TH4 | GU_400363 | TURLOUGH | 220 | 0.996 | 1.002 | 0.999 | 1.001 | 0.998 | 1.001 | 0.998 | 1.002 | 0.997 | 1 | 0.996 | 1 | 0.998 | 1 | 1.001 | 1 | 1.001 | 1.002 | 1.001 | 1.001 | 1.001 | 1.002 | 1.001 | 1.001 | 1.001 | 1.001
Tullabrack Windfarm | TK1 | GU_402050 | TULLABRA | 110 | 0.98 | 0.979 | 0.983 | 0.98 | 0.982 | 0.98 | 0.983 | 0.979 | 0.978 | 0.974 | 0.977 | 0.974 | 0.979 | 0.974 | 0.987 | 0.981 | 0.989 | 0.984 | 0.989 | 0.984 | 0.988 | 0.983 | 0.988 | 0.982 | 0.987 | 0.981
Tullynamoyle Windfarm 2 | TM2 | GU_402160 | Corderry | 110 | 0.986 | 0.981 | 0.987 | 0.981 | 0.989 | 0.983 | 0.987 | 0.981 | 0.988 | 0.982 | 0.987 | 0.983 | 0.988 | 0.982 | 0.988 | 0.983 | 0.986 | 0.981 | 0.983 | 0.978 | 0.984 | 0.977 | 0.985 | 0.978 | 0.985 | 0.979
Tullynamoyle 3 Windfarm | TM3 | GU_402200 | Corderry | 110 | 0.986 | 0.981 | 0.987 | 0.981 | 0.989 | 0.983 | 0.987 | 0.981 | 0.988 | 0.982 | 0.987 | 0.983 | 0.988 | 0.982 | 0.988 | 0.983 | 0.986 | 0.981 | 0.983 | 0.978 | 0.984 | 0.977 | 0.985 | 0.978 | 0.985 | 0.979
Tournafulla Generatot Unit | TN2 | GU_400600 | TRIEN | 110 | 0.98 | 0.977 | 0.981 | 0.975 | 0.981 | 0.975 | 0.981 | 0.975 | 0.979 | 0.971 | 0.976 | 0.97 | 0.977 | 0.969 | 0.982 | 0.977 | 0.985 | 0.981 | 0.985 | 0.981 | 0.984 | 0.978 | 0.984 | 0.979 | 0.984 | 0.978
Tawnaghmore Peaking 1 Generator Unit | TP1 | GU_400780 | MOY | 110 | 0.979 | 0.965 | 0.991 | 0.981 | 0.994 | 0.984 | 0.989 | 0.979 | 0.991 | 0.98 | 0.99 | 0.981 | 0.988 | 0.979 | 0.975 | 0.964 | 0.972 | 0.961 | 0.969 | 0.958 | 0.969 | 0.956 | 0.969 | 0.956 | 0.969 | 0.957
Tawnaghmore Peaking 3 Generator Unit | TP3 | GU_400781 | MOY | 110 | 0.979 | 0.965 | 0.991 | 0.981 | 0.994 | 0.984 | 0.989 | 0.979 | 0.991 | 0.98 | 0.99 | 0.981 | 0.988 | 0.979 | 0.975 | 0.964 | 0.972 | 0.961 | 0.969 | 0.958 | 0.969 | 0.956 | 0.969 | 0.956 | 0.969 | 0.957
Taurbeg Wind Farm | TR1 | GU_401640 | GLENLARA | 110 | 0.983 | 0.973 | 0.985 | 0.977 | 0.983 | 0.975 | 0.984 | 0.975 | 0.983 | 0.973 | 0.981 | 0.972 | 0.982 | 0.972 | 0.981 | 0.969 | 0.985 | 0.975 | 0.989 | 0.979 | 0.988 | 0.976 | 0.987 | 0.975 | 0.987 | 0.975
Tursillagh Windfarm | TUR | GU_401260 | TRALEE | 110 | 0.979 | 0.976 | 0.982 | 0.976 | 0.981 | 0.976 | 0.982 | 0.976 | 0.979 | 0.972 | 0.977 | 0.971 | 0.978 | 0.971 | 0.983 | 0.975 | 0.986 | 0.979 | 0.987 | 0.979 | 0.986 | 0.978 | 0.986 | 0.978 | 0.985 | 0.977
Tynagh Generator Unit | TYC | GU_400530 | TYNAGH | 220 | 0.988 | 0.987 | 0.99 | 0.988 | 0.99 | 0.989 | 0.99 | 0.988 | 0.987 | 0.985 | 0.985 | 0.985 | 0.987 | 0.985 | 0.993 | 0.99 | 0.994 | 0.992 | 0.993 | 0.991 | 0.993 | 0.99 | 0.993 | 0.989 | 0.992 | 0.989
Uggool Windfarm | UG1 | GU_401960 | UGGOOL | 110 | 0.986 | 0.982 | 0.987 | 0.982 | 0.988 | 0.984 | 0.987 | 0.981 | 0.984 | 0.979 | 0.983 | 0.979 | 0.984 | 0.978 | 0.991 | 0.985 | 0.992 | 0.986 | 0.99 | 0.984 | 0.99 | 0.983 | 0.99 | 0.983 | 0.989 | 0.983
Bord Gais ROI - Whitegate Generator Unit | WG1 | GU_400930 | GLANAGOW | 220 | 0.974 | 0.971 | 0.979 | 0.973 | 0.976 | 0.97 | 0.978 | 0.971 | 0.977 | 0.969 | 0.974 | 0.968 | 0.976 | 0.968 | 0.972 | 0.962 | 0.976 | 0.969 | 0.984 | 0.977 | 0.983 | 0.974 | 0.983 | 0.973 | 0.98 | 0.972
Shannonbridge Generator Unit | WO4 | GU_400370 | SHANNONB | 110 | 0.982 | 0.977 | 0.984 | 0.978 | 0.984 | 0.978 | 0.985 | 0.978 | 0.984 | 0.977 | 0.984 | 0.978 | 0.984 | 0.977 | 0.985 | 0.975 | 0.993 | 0.985 | 0.987 | 0.978 | 0.986 | 0.976 | 0.986 | 0.976 | 0.985 | 0.976
Woodhouse Wind Farm | WS1 | GU_401680 | WOODHOUS | 110 | 0.985 | 0.981 | 0.99 | 0.984 | 0.984 | 0.978 | 0.987 | 0.98 | 0.986 | 0.978 | 0.983 | 0.977 | 0.988 | 0.981 | 0.982 | 0.971 | 0.983 | 0.975 | 0.993 | 0.985 | 0.993 | 0.984 | 0.993 | 0.983 | 0.991 | 0.982
Carrowleagh Windfarm | XR1 | GU_401280 | GLENREE | 110 | 0.98 | 0.967 | 0.989 | 0.98 | 0.992 | 0.982 | 0.987 | 0.978 | 0.989 | 0.979 | 0.988 | 0.98 | 0.987 | 0.978 | 0.977 | 0.967 | 0.974 | 0.964 | 0.971 | 0.961 | 0.971 | 0.959 | 0.971 | 0.96 | 0.972 | 0.96