## CLAFs Oct 22_Sep 23
2022/2023 SINGLE ELECTRICITY MARKET COMBINED LOSS ADJUSTMENT FACTORS - IE BASED MARKET PARTICIPANTS
Market Participant - Transmission Connected | Unit ID TSO | Unit ID SEMO | Transmission Station | kV | OCTOBER | OCTOBER | OCTOBER | OCTOBER | OCTOBER | NOVEMBER | NOVEMBER | NOVEMBER | NOVEMBER | NOVEMBER | DECEMBER | DECEMBER | DECEMBER | DECEMBER | DECEMBER | JANUARY | JANUARY | JANUARY | JANUARY | JANUARY | FEBRUARY | FEBRUARY | FEBRUARY | FEBRUARY | FEBRUARY | MARCH | MARCH | MARCH | MARCH | MARCH | APRIL | APRIL | APRIL | APRIL | APRIL | MAY | MAY | MAY | MAY | MAY | JUNE | JUNE | JUNE | JUNE | JUNE | JULY | JULY | JULY | JULY | JULY | AUGUST | AUGUST | AUGUST | AUGUST | AUGUST | SEPTEMBER | SEPTEMBER | SEPTEMBER | SEPTEMBER | SEPTEMBER
[5 empty] | CLAF_1 | CLAF_2 | CLAF_3 | CLAF_4 | CLAF_1 | CLAF_1 | CLAF_2 | CLAF_3 | CLAF_4 | CLAF_1 | CLAF_1 | CLAF_2 | CLAF_3 | CLAF_4 | CLAF_1 | CLAF_1 | CLAF_2 | CLAF_3 | CLAF_4 | CLAF_1 | CLAF_1 | CLAF_2 | CLAF_3 | CLAF_4 | CLAF_1 | CLAF_1 | CLAF_2 | CLAF_3 | CLAF_4 | CLAF_1 | CLAF_1 | CLAF_2 | CLAF_3 | CLAF_4 | CLAF_1 | CLAF_1 | CLAF_2 | CLAF_3 | CLAF_4 | CLAF_1 | CLAF_1 | CLAF_2 | CLAF_3 | CLAF_4 | CLAF_1 | CLAF_1 | CLAF_2 | CLAF_3 | CLAF_4 | CLAF_1 | CLAF_1 | CLAF_2 | CLAF_3 | CLAF_4 | CLAF_1 | CLAF_1 | CLAF_2 | CLAF_3 | CLAF_4 | CLAF_1
[5 empty] | from 00:00:00 | from 07:00:00 | from 08:00:00 | from 22:00:00 | from 23:00:00 | from 00:00:00 | from 07:00:00 | from 08:00:00 | from 22:00:00 | from 23:00:00 | from 00:00:00 | from 07:00:00 | from 08:00:00 | from 22:00:00 | from 23:00:00 | from 00:00:00 | from 07:00:00 | from 08:00:00 | from 22:00:00 | from 23:00:00 | from 00:00:00 | from 07:00:00 | from 08:00:00 | from 22:00:00 | from 23:00:00 | from 00:00:00 | from 07:00:00 | from 08:00:00 | from 22:00:00 | from 23:00:00 | from 00:00:00 | from 07:00:00 | from 08:00:00 | from 22:00:00 | from 23:00:00 | from 00:00:00 | from 07:00:00 | from 08:00:00 | from 22:00:00 | from 23:00:00 | from 00:00:00 | from 07:00:00 | from 08:00:00 | from 22:00:00 | from 23:00:00 | from 00:00:00 | from 07:00:00 | from 08:00:00 | from 22:00:00 | from 23:00:00 | from 00:00:00 | from 07:00:00 | from 08:00:00 | from 22:00:00 | from 23:00:00 | from 00:00:00 | from 07:00:00 | from 08:00:00 | from 22:00:00 | from 23:00:00
[5 empty] | to 06:59:59 | to 07:59:59 | to 21:59:59 | to 22:59:59 | to 23:59:59 | to 06:59:59 | to 07:59:59 | to 21:59:59 | to 22:59:59 | to 23:59:59 | to 06:59:59 | to 07:59:59 | to 21:59:59 | to 22:59:59 | to 23:59:59 | to 06:59:59 | to 07:59:59 | to 21:59:59 | to 22:59:59 | to 23:59:59 | to 06:59:59 | to 07:59:59 | to 21:59:59 | to 22:59:59 | to 23:59:59 | to 06:59:59 | to 07:59:59 | to 21:59:59 | to 22:59:59 | to 23:59:59 | to 06:59:59 | to 07:59:59 | to 21:59:59 | to 22:59:59 | to 23:59:59 | to 06:59:59 | to 07:59:59 | to 21:59:59 | to 22:59:59 | to 23:59:59 | to 06:59:59 | to 07:59:59 | to 21:59:59 | to 22:59:59 | to 23:59:59 | to 06:59:59 | to 07:59:59 | to 21:59:59 | to 22:59:59 | to 23:59:59 | to 06:59:59 | to 07:59:59 | to 21:59:59 | to 22:59:59 | to 23:59:59 | to 06:59:59 | to 07:59:59 | to 21:59:59 | to 22:59:59 | to 23:59:59
[5 empty] | Oct_CLAF_1 | Oct_CLAF_2 | Oct_CLAF_3 | Oct_CLAF_4 | Oct_CLAF_1 | Nov_CLAF_1 | Nov_CLAF_2 | Nov_CLAF_3 | Nov_CLAF_4 | Nov_CLAF_1 | Dec_CLAF_1 | Dec_CLAF_2 | Dec_CLAF_3 | Dec_CLAF_4 | Dec_CLAF_1 | Jan_CLAF_1 | Jan_CLAF_2 | Jan_CLAF_3 | Jan_CLAF_4 | Jan_CLAF_1 | Feb_CLAF_1 | Feb_CLAF_2 | Feb_CLAF_3 | Feb_CLAF_4 | Feb_CLAF_1 | Mar_CLAF_1 | Mar_CLAF_2 | Mar_CLAF_3 | Mar_CLAF_4 | Mar_CLAF_1 | Apr_CLAF_1 | Apr_CLAF_2 | Apr_CLAF_3 | Apr_CLAF_4 | Apr_CLAF_1 | May_CLAF_1 | May_CLAF_2 | May_CLAF_3 | May_CLAF_4 | May_CLAF_1 | Jun_CLAF_1 | Jun_CLAF_2 | Jun_CLAF_3 | Jun_CLAF_4 | Jun_CLAF_1 | Jul_CLAF_1 | Jul_CLAF_2 | Jul_CLAF_3 | Jul_CLAF_4 | Jul_CLAF_1 | Aug_CLAF_1 | Aug_CLAF_2 | Aug_CLAF_3 | Aug_CLAF_4 | Aug_CLAF_1 | Sep_CLAF_1 | Sep_CLAF_2 | Sep_CLAF_3 | Sep_CLAF_4 | Sep_CLAF_1
Ardnacrusha 1 Generator Unit | AA1 | GU_400200 | ARDNACRU | 110 | 0.972 | 0.976 | 0.976 | 0.972 | 0.972 | 0.968 | 0.972 | 0.972 | 0.968 | 0.968 | 0.967 | 0.97 | 0.97 | 0.967 | 0.967 | 0.968 | 0.969 | 0.969 | 0.968 | 0.968 | 0.966 | 0.969 | 0.969 | 0.966 | 0.966 | 0.977 | 0.976 | 0.976 | 0.977 | 0.977 | 0.985 | 0.998 | 0.998 | 0.985 | 0.985 | 0.983 | 0.994 | 0.994 | 0.983 | 0.983 | 0.983 | 0.983 | 0.983 | 0.983 | 0.983 | 1.001 | 1.011 | 1.011 | 1.001 | 1.001 | 0.982 | 0.99 | 0.99 | 0.982 | 0.982 | 0.981 | 0.978 | 0.978 | 0.981 | 0.981
Ardnacrusha 2 Generator Unit | AA2 | GU_400201 | ARDNACRU | 110 | 0.972 | 0.976 | 0.976 | 0.972 | 0.972 | 0.968 | 0.972 | 0.972 | 0.968 | 0.968 | 0.967 | 0.97 | 0.97 | 0.967 | 0.967 | 0.968 | 0.969 | 0.969 | 0.968 | 0.968 | 0.966 | 0.969 | 0.969 | 0.966 | 0.966 | 0.977 | 0.976 | 0.976 | 0.977 | 0.977 | 0.985 | 0.998 | 0.998 | 0.985 | 0.985 | 0.983 | 0.994 | 0.994 | 0.983 | 0.983 | 0.983 | 0.983 | 0.983 | 0.983 | 0.983 | 1.001 | 1.011 | 1.011 | 1.001 | 1.001 | 0.982 | 0.99 | 0.99 | 0.982 | 0.982 | 0.981 | 0.978 | 0.978 | 0.981 | 0.981
Ardnacrusha 3 Generator Unit | AA3 | GU_400202 | ARDNACRU | 110 | 0.972 | 0.976 | 0.976 | 0.972 | 0.972 | 0.968 | 0.972 | 0.972 | 0.968 | 0.968 | 0.967 | 0.97 | 0.97 | 0.967 | 0.967 | 0.968 | 0.969 | 0.969 | 0.968 | 0.968 | 0.966 | 0.969 | 0.969 | 0.966 | 0.966 | 0.977 | 0.976 | 0.976 | 0.977 | 0.977 | 0.985 | 0.998 | 0.998 | 0.985 | 0.985 | 0.983 | 0.994 | 0.994 | 0.983 | 0.983 | 0.983 | 0.983 | 0.983 | 0.983 | 0.983 | 1.001 | 1.011 | 1.011 | 1.001 | 1.001 | 0.982 | 0.99 | 0.99 | 0.982 | 0.982 | 0.981 | 0.978 | 0.978 | 0.981 | 0.981
Ardnacrusha 4 Generator Unit | AA4 | GU_400203 | ARDNACRU | 110 | 0.972 | 0.976 | 0.976 | 0.972 | 0.972 | 0.968 | 0.972 | 0.972 | 0.968 | 0.968 | 0.967 | 0.97 | 0.97 | 0.967 | 0.967 | 0.968 | 0.969 | 0.969 | 0.968 | 0.968 | 0.966 | 0.969 | 0.969 | 0.966 | 0.966 | 0.977 | 0.976 | 0.976 | 0.977 | 0.977 | 0.985 | 0.998 | 0.998 | 0.985 | 0.985 | 0.983 | 0.994 | 0.994 | 0.983 | 0.983 | 0.983 | 0.983 | 0.983 | 0.983 | 0.983 | 1.001 | 1.011 | 1.011 | 1.001 | 1.001 | 0.982 | 0.99 | 0.99 | 0.982 | 0.982 | 0.981 | 0.978 | 0.978 | 0.981 | 0.981
Cnoc Windfarms | AC1 | GU_401670 | THURLES | 110 | 0.977 | 0.984 | 0.984 | 0.977 | 0.977 | 0.977 | 0.982 | 0.982 | 0.977 | 0.977 | 0.977 | 0.982 | 0.982 | 0.977 | 0.977 | 0.978 | 0.983 | 0.983 | 0.978 | 0.978 | 0.976 | 0.982 | 0.982 | 0.976 | 0.976 | 0.982 | 0.985 | 0.985 | 0.982 | 0.982 | 0.984 | 1.003 | 1.003 | 0.984 | 0.984 | 0.983 | 0.999 | 0.999 | 0.983 | 0.983 | 0.982 | 0.986 | 0.986 | 0.982 | 0.982 | 1.001 | 1.015 | 1.015 | 1.001 | 1.001 | 0.983 | 0.996 | 0.996 | 0.983 | 0.983 | 0.982 | 0.984 | 0.984 | 0.982 | 0.982
Aghada 2 Generator Unit | AD2 | GU_400850 | LONGPOIN | 220 | 0.961 | 0.964 | 0.964 | 0.961 | 0.961 | 0.96 | 0.959 | 0.959 | 0.96 | 0.96 | 0.957 | 0.956 | 0.956 | 0.957 | 0.957 | 0.959 | 0.958 | 0.958 | 0.959 | 0.959 | 0.955 | 0.958 | 0.958 | 0.955 | 0.955 | 0.967 | 0.965 | 0.965 | 0.967 | 0.967 | 0.97 | 0.983 | 0.983 | 0.97 | 0.97 | 0.973 | 0.984 | 0.984 | 0.973 | 0.973 | 0.97 | 0.969 | 0.969 | 0.97 | 0.97 | 0.993 | 1.001 | 1.001 | 0.993 | 0.993 | 0.97 | 0.978 | 0.978 | 0.97 | 0.97 | 0.973 | 0.967 | 0.967 | 0.973 | 0.973
Aghada BESS | AD3 | GU_403560 | AGHADA | 110 | 0.961 | 0.964 | 0.964 | 0.961 | 0.961 | 0.96 | 0.959 | 0.959 | 0.96 | 0.96 | 0.957 | 0.956 | 0.956 | 0.957 | 0.957 | 0.959 | 0.958 | 0.958 | 0.959 | 0.959 | 0.955 | 0.958 | 0.958 | 0.955 | 0.955 | 0.967 | 0.965 | 0.965 | 0.967 | 0.967 | 0.97 | 0.983 | 0.983 | 0.97 | 0.97 | 0.973 | 0.984 | 0.984 | 0.973 | 0.973 | 0.97 | 0.969 | 0.969 | 0.97 | 0.97 | 0.993 | 1.001 | 1.001 | 0.993 | 0.993 | 0.97 | 0.978 | 0.978 | 0.97 | 0.97 | 0.973 | 0.967 | 0.967 | 0.973 | 0.973
Athea Wind Farm | AH1 | GU_401380 | ATHEA | 110 | 0.967 | 0.97 | 0.97 | 0.967 | 0.967 | 0.965 | 0.967 | 0.967 | 0.965 | 0.965 | 0.963 | 0.964 | 0.964 | 0.963 | 0.963 | 0.963 | 0.964 | 0.964 | 0.963 | 0.963 | 0.961 | 0.963 | 0.963 | 0.961 | 0.961 | 0.969 | 0.969 | 0.969 | 0.969 | 0.969 | 0.979 | 0.994 | 0.994 | 0.979 | 0.979 | 0.978 | 0.99 | 0.99 | 0.978 | 0.978 | 0.978 | 0.978 | 0.978 | 0.978 | 0.978 | 0.994 | 1.005 | 1.005 | 0.994 | 0.994 | 0.977 | 0.986 | 0.986 | 0.977 | 0.977 | 0.975 | 0.973 | 0.973 | 0.975 | 0.975
Carrickallen Windfarm | AL1 | GU_402220 | SHANKILL | 110 | 0.998 | 1.003 | 1.003 | 0.998 | 0.998 | 0.999 | 1.005 | 1.005 | 0.999 | 0.999 | 1.001 | 1.006 | 1.006 | 1.001 | 1.001 | 1 | 1.006 | 1.006 | 1 | 1 | 1.002 | 1.007 | 1.007 | 1.002 | 1.002 | 0.998 | 1.004 | 1.004 | 0.998 | 0.998 | 0.993 | 1.018 | 1.018 | 0.993 | 0.993 | 0.992 | 1.015 | 1.015 | 0.992 | 0.992 | 0.991 | 1.001 | 1.001 | 0.991 | 0.991 | 1.004 | 1.027 | 1.027 | 1.004 | 1.004 | 0.991 | 1.011 | 1.011 | 0.991 | 0.991 | 0.991 | 1.003 | 1.003 | 0.991 | 0.991
Arthurstown 1(ESB) Generator Unit | AR2 | GU_400570 | KILTEEL | 110 | 1.003 | 1.004 | 1.004 | 1.003 | 1.003 | 1.005 | 1.005 | 1.005 | 1.005 | 1.005 | 1.007 | 1.007 | 1.007 | 1.007 | 1.007 | 1.007 | 1.006 | 1.006 | 1.007 | 1.007 | 1.006 | 1.005 | 1.005 | 1.006 | 1.006 | 1.005 | 1.005 | 1.005 | 1.005 | 1.005 | 1.003 | 1.021 | 1.021 | 1.003 | 1.003 | 1.001 | 1.015 | 1.015 | 1.001 | 1.001 | 1.002 | 1.003 | 1.003 | 1.002 | 1.002 | 1.022 | 1.033 | 1.033 | 1.022 | 1.022 | 1.007 | 1.019 | 1.019 | 1.007 | 1.007 | 1.002 | 1.004 | 1.004 | 1.002 | 1.002
ESB Arklow Bank | ARB | GU_401020 | ARKLOW | 110 | 0.995 | 0.994 | 0.994 | 0.995 | 0.995 | 0.996 | 0.993 | 0.993 | 0.996 | 0.996 | 0.995 | 0.993 | 0.993 | 0.995 | 0.995 | 0.996 | 0.994 | 0.994 | 0.996 | 0.996 | 0.995 | 0.993 | 0.993 | 0.995 | 0.995 | 0.996 | 0.994 | 0.994 | 0.996 | 0.996 | 0.996 | 1.011 | 1.011 | 0.996 | 0.996 | 0.997 | 1.007 | 1.007 | 0.997 | 0.997 | 0.997 | 0.994 | 0.994 | 0.997 | 0.997 | 1.013 | 1.02 | 1.02 | 1.013 | 1.013 | 0.998 | 1.005 | 1.005 | 0.998 | 0.998 | 0.998 | 0.994 | 0.994 | 0.998 | 0.998
Acres Windfarm | AS1 | GU_401820 | CATH_FAL | 110 | 0.975 | 0.981 | 0.981 | 0.975 | 0.975 | 0.975 | 0.981 | 0.981 | 0.975 | 0.975 | 0.977 | 0.981 | 0.981 | 0.977 | 0.977 | 0.975 | 0.98 | 0.98 | 0.975 | 0.975 | 0.979 | 0.982 | 0.982 | 0.979 | 0.979 | 0.977 | 0.981 | 0.981 | 0.977 | 0.977 | 0.975 | 0.997 | 0.997 | 0.975 | 0.975 | 0.974 | 0.995 | 0.995 | 0.974 | 0.974 | 0.973 | 0.982 | 0.982 | 0.973 | 0.973 | 0.987 | 1.009 | 1.009 | 0.987 | 0.987 | 0.972 | 0.991 | 0.991 | 0.972 | 0.972 | 0.971 | 0.98 | 0.98 | 0.971 | 0.971
AGHADA CT11 Generator Unit | AT1 | GU_400181 | AGHADA_B | 220 | 0.961 | 0.964 | 0.964 | 0.961 | 0.961 | 0.96 | 0.959 | 0.959 | 0.96 | 0.96 | 0.957 | 0.956 | 0.956 | 0.957 | 0.957 | 0.959 | 0.958 | 0.958 | 0.959 | 0.959 | 0.955 | 0.958 | 0.958 | 0.955 | 0.955 | 0.967 | 0.965 | 0.965 | 0.967 | 0.967 | 0.97 | 0.983 | 0.983 | 0.97 | 0.97 | 0.973 | 0.984 | 0.984 | 0.973 | 0.973 | 0.97 | 0.969 | 0.969 | 0.97 | 0.97 | 0.993 | 1.001 | 1.001 | 0.993 | 0.993 | 0.97 | 0.978 | 0.978 | 0.97 | 0.97 | 0.973 | 0.967 | 0.967 | 0.973 | 0.973
AGHADA CT12 Generator Unit | AT2 | GU_400182 | AGHADA_B | 220 | 0.961 | 0.964 | 0.964 | 0.961 | 0.961 | 0.96 | 0.959 | 0.959 | 0.96 | 0.96 | 0.957 | 0.956 | 0.956 | 0.957 | 0.957 | 0.959 | 0.958 | 0.958 | 0.959 | 0.959 | 0.955 | 0.958 | 0.958 | 0.955 | 0.955 | 0.967 | 0.965 | 0.965 | 0.967 | 0.967 | 0.97 | 0.983 | 0.983 | 0.97 | 0.97 | 0.973 | 0.984 | 0.984 | 0.973 | 0.973 | 0.97 | 0.969 | 0.969 | 0.97 | 0.97 | 0.993 | 1.001 | 1.001 | 0.993 | 0.993 | 0.97 | 0.978 | 0.978 | 0.97 | 0.97 | 0.973 | 0.967 | 0.967 | 0.973 | 0.973
AGHADA CT14 Generator Unit | AT4 | GU_400183 | AGH_AT14 | 220 | 0.961 | 0.964 | 0.964 | 0.961 | 0.961 | 0.96 | 0.959 | 0.959 | 0.96 | 0.96 | 0.957 | 0.956 | 0.956 | 0.957 | 0.957 | 0.959 | 0.958 | 0.958 | 0.959 | 0.959 | 0.955 | 0.958 | 0.958 | 0.955 | 0.955 | 0.967 | 0.965 | 0.965 | 0.967 | 0.967 | 0.97 | 0.983 | 0.983 | 0.97 | 0.97 | 0.973 | 0.984 | 0.984 | 0.973 | 0.973 | 0.97 | 0.969 | 0.969 | 0.97 | 0.97 | 0.993 | 1.001 | 1.001 | 0.993 | 0.993 | 0.97 | 0.978 | 0.978 | 0.97 | 0.97 | 0.973 | 0.967 | 0.967 | 0.973 | 0.973
Ballybane Generator Unit | BA1 | GU_400650 | BALLYLIC | 110 | 0.95 | 0.958 | 0.958 | 0.95 | 0.95 | 0.949 | 0.955 | 0.955 | 0.949 | 0.949 | 0.947 | 0.953 | 0.953 | 0.947 | 0.947 | 0.949 | 0.954 | 0.954 | 0.949 | 0.949 | 0.946 | 0.954 | 0.954 | 0.946 | 0.946 | 0.955 | 0.96 | 0.96 | 0.955 | 0.955 | 0.961 | 0.979 | 0.979 | 0.961 | 0.961 | 0.962 | 0.978 | 0.978 | 0.962 | 0.962 | 0.96 | 0.963 | 0.963 | 0.96 | 0.96 | 0.98 | 0.993 | 0.993 | 0.98 | 0.98 | 0.959 | 0.972 | 0.972 | 0.959 | 0.959 | 0.96 | 0.961 | 0.961 | 0.96 | 0.96
Ballybane Wind Farm Phase 2 | BA2 | GU_401790 | BALLYLIC | 110 | 0.95 | 0.958 | 0.958 | 0.95 | 0.95 | 0.949 | 0.955 | 0.955 | 0.949 | 0.949 | 0.947 | 0.953 | 0.953 | 0.947 | 0.947 | 0.949 | 0.954 | 0.954 | 0.949 | 0.949 | 0.946 | 0.954 | 0.954 | 0.946 | 0.946 | 0.955 | 0.96 | 0.96 | 0.955 | 0.955 | 0.961 | 0.979 | 0.979 | 0.961 | 0.961 | 0.962 | 0.978 | 0.978 | 0.962 | 0.962 | 0.96 | 0.963 | 0.963 | 0.96 | 0.96 | 0.98 | 0.993 | 0.993 | 0.98 | 0.98 | 0.959 | 0.972 | 0.972 | 0.959 | 0.959 | 0.96 | 0.961 | 0.961 | 0.96 | 0.96
Ballybane Wind Farm Phase 3 | BA3 | GU_402010 | Ballylickey | 110 | 0.95 | 0.958 | 0.958 | 0.95 | 0.95 | 0.949 | 0.955 | 0.955 | 0.949 | 0.949 | 0.947 | 0.953 | 0.953 | 0.947 | 0.947 | 0.949 | 0.954 | 0.954 | 0.949 | 0.949 | 0.946 | 0.954 | 0.954 | 0.946 | 0.946 | 0.955 | 0.96 | 0.96 | 0.955 | 0.955 | 0.961 | 0.979 | 0.979 | 0.961 | 0.961 | 0.962 | 0.978 | 0.978 | 0.962 | 0.962 | 0.96 | 0.963 | 0.963 | 0.96 | 0.96 | 0.98 | 0.993 | 0.993 | 0.98 | 0.98 | 0.959 | 0.972 | 0.972 | 0.959 | 0.959 | 0.96 | 0.961 | 0.961 | 0.96 | 0.96
Ballincollig Hill Generator Unit | BCW | GU_401000 | TRALEE | 110 | 0.965 | 0.971 | 0.971 | 0.965 | 0.965 | 0.963 | 0.968 | 0.968 | 0.963 | 0.963 | 0.961 | 0.965 | 0.965 | 0.961 | 0.961 | 0.962 | 0.966 | 0.966 | 0.962 | 0.962 | 0.96 | 0.965 | 0.965 | 0.96 | 0.96 | 0.968 | 0.971 | 0.971 | 0.968 | 0.968 | 0.977 | 0.994 | 0.994 | 0.977 | 0.977 | 0.976 | 0.99 | 0.99 | 0.976 | 0.976 | 0.976 | 0.977 | 0.977 | 0.976 | 0.976 | 0.992 | 1.005 | 1.005 | 0.992 | 0.992 | 0.973 | 0.985 | 0.985 | 0.973 | 0.973 | 0.972 | 0.972 | 0.972 | 0.972 | 0.972
Bindoo Generator Unit | BD1 | GU_400050 | RATRUSSA | 110 | 0.995 | 1 | 1 | 0.995 | 0.995 | 0.996 | 1.002 | 1.002 | 0.996 | 0.996 | 0.998 | 1.003 | 1.003 | 0.998 | 0.998 | 0.997 | 1.002 | 1.002 | 0.997 | 0.997 | 0.999 | 1.003 | 1.003 | 0.999 | 0.999 | 0.995 | 1 | 1 | 0.995 | 0.995 | 0.99 | 1.014 | 1.014 | 0.99 | 0.99 | 0.989 | 1.011 | 1.011 | 0.989 | 0.989 | 0.988 | 0.998 | 0.998 | 0.988 | 0.988 | 1.001 | 1.023 | 1.023 | 1.001 | 1.001 | 0.988 | 1.008 | 1.008 | 0.988 | 0.988 | 0.988 | 0.999 | 0.999 | 0.988 | 0.988
Barranafaddock Windfarm | BF1 | GU_401810 | BARRYMOR | 110 | 0.967 | 0.972 | 0.972 | 0.967 | 0.967 | 0.966 | 0.968 | 0.968 | 0.966 | 0.966 | 0.964 | 0.966 | 0.966 | 0.964 | 0.964 | 0.966 | 0.968 | 0.968 | 0.966 | 0.966 | 0.963 | 0.967 | 0.967 | 0.963 | 0.963 | 0.973 | 0.974 | 0.974 | 0.973 | 0.973 | 0.977 | 0.992 | 0.992 | 0.977 | 0.977 | 0.978 | 0.991 | 0.991 | 0.978 | 0.978 | 0.976 | 0.976 | 0.976 | 0.976 | 0.976 | 0.998 | 1.007 | 1.007 | 0.998 | 0.998 | 0.976 | 0.985 | 0.985 | 0.976 | 0.976 | 0.977 | 0.975 | 0.975 | 0.977 | 0.977
Boggeragh Windfarm Generator Unit | BG1 | GU_400910 | BOGGERAG | 110 | 0.955 | 0.96 | 0.96 | 0.955 | 0.955 | 0.954 | 0.956 | 0.956 | 0.954 | 0.954 | 0.951 | 0.954 | 0.954 | 0.951 | 0.951 | 0.952 | 0.955 | 0.955 | 0.952 | 0.952 | 0.949 | 0.954 | 0.954 | 0.949 | 0.949 | 0.959 | 0.961 | 0.961 | 0.959 | 0.959 | 0.965 | 0.982 | 0.982 | 0.965 | 0.965 | 0.966 | 0.98 | 0.98 | 0.966 | 0.966 | 0.964 | 0.966 | 0.966 | 0.964 | 0.964 | 0.984 | 0.996 | 0.996 | 0.984 | 0.984 | 0.963 | 0.974 | 0.974 | 0.963 | 0.963 | 0.964 | 0.963 | 0.963 | 0.964 | 0.964
Boggeragh 2 Windfarm | BG2 | GU_401840 | BOGGERAG | 110 | 0.955 | 0.96 | 0.96 | 0.955 | 0.955 | 0.954 | 0.956 | 0.956 | 0.954 | 0.954 | 0.951 | 0.954 | 0.954 | 0.951 | 0.951 | 0.952 | 0.955 | 0.955 | 0.952 | 0.952 | 0.949 | 0.954 | 0.954 | 0.949 | 0.949 | 0.959 | 0.961 | 0.961 | 0.959 | 0.959 | 0.965 | 0.982 | 0.982 | 0.965 | 0.965 | 0.966 | 0.98 | 0.98 | 0.966 | 0.966 | 0.964 | 0.966 | 0.966 | 0.964 | 0.964 | 0.984 | 0.996 | 0.996 | 0.984 | 0.984 | 0.963 | 0.974 | 0.974 | 0.963 | 0.963 | 0.964 | 0.963 | 0.963 | 0.964 | 0.964
Boolynagleragh Windfarm | BJ1 | GU_403770 | BOOLTIAG | 110 | 0.972 | 0.976 | 0.976 | 0.972 | 0.972 | 0.97 | 0.974 | 0.974 | 0.97 | 0.97 | 0.968 | 0.972 | 0.972 | 0.968 | 0.968 | 0.969 | 0.972 | 0.972 | 0.969 | 0.969 | 0.967 | 0.971 | 0.971 | 0.967 | 0.967 | 0.974 | 0.976 | 0.976 | 0.974 | 0.974 | 0.982 | 0.998 | 0.998 | 0.982 | 0.982 | 0.98 | 0.994 | 0.994 | 0.98 | 0.98 | 0.98 | 0.982 | 0.982 | 0.98 | 0.98 | 0.996 | 1.009 | 1.009 | 0.996 | 0.996 | 0.979 | 0.99 | 0.99 | 0.979 | 0.979 | 0.978 | 0.978 | 0.978 | 0.978 | 0.978
Beam Hill Wind Farm | BM1 | GU_404560 | TRILLICK | 110 | 0.957 | 0.971 | 0.971 | 0.957 | 0.957 | 0.959 | 0.973 | 0.973 | 0.959 | 0.959 | 0.962 | 0.975 | 0.975 | 0.962 | 0.962 | 0.96 | 0.973 | 0.973 | 0.96 | 0.96 | 0.964 | 0.975 | 0.975 | 0.964 | 0.964 | 0.96 | 0.972 | 0.972 | 0.96 | 0.96 | 0.956 | 0.988 | 0.988 | 0.956 | 0.956 | 0.955 | 0.986 | 0.986 | 0.955 | 0.955 | 0.953 | 0.971 | 0.971 | 0.953 | 0.953 | 0.967 | 0.999 | 0.999 | 0.967 | 0.967 | 0.953 | 0.98 | 0.98 | 0.953 | 0.953 | 0.952 | 0.971 | 0.971 | 0.952 | 0.952
Bawnmore Windfarm | BN1 | GU_401150 | MACROOM | 110 | 0.959 | 0.964 | 0.964 | 0.959 | 0.959 | 0.958 | 0.96 | 0.96 | 0.958 | 0.958 | 0.955 | 0.957 | 0.957 | 0.955 | 0.955 | 0.957 | 0.958 | 0.958 | 0.957 | 0.957 | 0.954 | 0.958 | 0.958 | 0.954 | 0.954 | 0.964 | 0.965 | 0.965 | 0.964 | 0.964 | 0.969 | 0.986 | 0.986 | 0.969 | 0.969 | 0.97 | 0.984 | 0.984 | 0.97 | 0.97 | 0.968 | 0.97 | 0.97 | 0.968 | 0.968 | 0.988 | 1 | 1 | 0.988 | 0.988 | 0.967 | 0.978 | 0.978 | 0.967 | 0.967 | 0.968 | 0.967 | 0.967 | 0.968 | 0.968
BRUREE HYDRO | BR1 | GU_400670 | CHARLEVI | 110 | 0.967 | 0.973 | 0.973 | 0.967 | 0.967 | 0.966 | 0.969 | 0.969 | 0.966 | 0.966 | 0.964 | 0.967 | 0.967 | 0.964 | 0.964 | 0.965 | 0.968 | 0.968 | 0.965 | 0.965 | 0.962 | 0.968 | 0.968 | 0.962 | 0.962 | 0.972 | 0.974 | 0.974 | 0.972 | 0.972 | 0.978 | 0.993 | 0.993 | 0.978 | 0.978 | 0.978 | 0.992 | 0.992 | 0.978 | 0.978 | 0.976 | 0.978 | 0.978 | 0.976 | 0.976 | 0.996 | 1.008 | 1.008 | 0.996 | 0.996 | 0.975 | 0.986 | 0.986 | 0.975 | 0.975 | 0.976 | 0.975 | 0.975 | 0.976 | 0.976
Ballybay | BS1 | GU_402140 | THURLES | 110 | 0.977 | 0.984 | 0.984 | 0.977 | 0.977 | 0.977 | 0.982 | 0.982 | 0.977 | 0.977 | 0.977 | 0.982 | 0.982 | 0.977 | 0.977 | 0.978 | 0.983 | 0.983 | 0.978 | 0.978 | 0.976 | 0.982 | 0.982 | 0.976 | 0.976 | 0.982 | 0.985 | 0.985 | 0.982 | 0.982 | 0.984 | 1.003 | 1.003 | 0.984 | 0.984 | 0.983 | 0.999 | 0.999 | 0.983 | 0.983 | 0.982 | 0.986 | 0.986 | 0.982 | 0.982 | 1.001 | 1.015 | 1.015 | 1.001 | 1.001 | 0.983 | 0.996 | 0.996 | 0.983 | 0.983 | 0.982 | 0.984 | 0.984 | 0.982 | 0.982
Booltiagh Windfarm | BT1 | GU_401720 | BOOLTIAG | 110 | 0.968 | 0.972 | 0.972 | 0.968 | 0.968 | 0.966 | 0.969 | 0.969 | 0.966 | 0.966 | 0.964 | 0.967 | 0.967 | 0.964 | 0.964 | 0.965 | 0.967 | 0.967 | 0.965 | 0.965 | 0.962 | 0.966 | 0.966 | 0.962 | 0.962 | 0.97 | 0.971 | 0.971 | 0.97 | 0.97 | 0.979 | 0.995 | 0.995 | 0.979 | 0.979 | 0.977 | 0.991 | 0.991 | 0.977 | 0.977 | 0.978 | 0.979 | 0.979 | 0.978 | 0.978 | 0.994 | 1.006 | 1.006 | 0.994 | 0.994 | 0.977 | 0.987 | 0.987 | 0.977 | 0.977 | 0.975 | 0.974 | 0.974 | 0.975 | 0.975
Booltiagh 2 Wind Farm | BT2 | GU_401730 | BOOLTIAG | 110 | 0.968 | 0.972 | 0.972 | 0.968 | 0.968 | 0.966 | 0.969 | 0.969 | 0.966 | 0.966 | 0.964 | 0.967 | 0.967 | 0.964 | 0.964 | 0.965 | 0.967 | 0.967 | 0.965 | 0.965 | 0.962 | 0.966 | 0.966 | 0.962 | 0.962 | 0.97 | 0.971 | 0.971 | 0.97 | 0.97 | 0.979 | 0.995 | 0.995 | 0.979 | 0.979 | 0.977 | 0.991 | 0.991 | 0.977 | 0.977 | 0.978 | 0.979 | 0.979 | 0.978 | 0.978 | 0.994 | 1.006 | 1.006 | 0.994 | 0.994 | 0.977 | 0.987 | 0.987 | 0.977 | 0.977 | 0.975 | 0.974 | 0.974 | 0.975 | 0.975
Bruckana Wind Farm Limited | BU1 | GU_401700 | LISHEEN | 110 | 0.972 | 0.98 | 0.98 | 0.972 | 0.972 | 0.972 | 0.979 | 0.979 | 0.972 | 0.972 | 0.972 | 0.978 | 0.978 | 0.972 | 0.972 | 0.973 | 0.979 | 0.979 | 0.973 | 0.973 | 0.971 | 0.979 | 0.979 | 0.971 | 0.971 | 0.976 | 0.982 | 0.982 | 0.976 | 0.976 | 0.979 | 0.999 | 0.999 | 0.979 | 0.979 | 0.978 | 0.995 | 0.995 | 0.978 | 0.978 | 0.976 | 0.982 | 0.982 | 0.976 | 0.976 | 0.996 | 1.011 | 1.011 | 0.996 | 0.996 | 0.978 | 0.992 | 0.992 | 0.978 | 0.978 | 0.976 | 0.981 | 0.981 | 0.976 | 0.976
Ballywater Generator Unit | BW1 | GU_404300 | CRANE | 110 | 0.984 | 0.985 | 0.985 | 0.984 | 0.984 | 0.986 | 0.984 | 0.984 | 0.986 | 0.986 | 0.985 | 0.984 | 0.984 | 0.985 | 0.985 | 0.986 | 0.985 | 0.985 | 0.986 | 0.986 | 0.984 | 0.984 | 0.984 | 0.984 | 0.984 | 0.988 | 0.986 | 0.986 | 0.988 | 0.988 | 0.988 | 1.003 | 1.003 | 0.988 | 0.988 | 0.988 | 0.999 | 0.999 | 0.988 | 0.988 | 0.987 | 0.986 | 0.986 | 0.987 | 0.987 | 1.007 | 1.014 | 1.014 | 1.007 | 1.007 | 0.99 | 0.997 | 0.997 | 0.99 | 0.99 | 0.988 | 0.986 | 0.986 | 0.988 | 0.988
Ballymartin Wind Farm Phase 1 | BX1 | GU_401710 | WATERFOR | 110 | 0.976 | 0.979 | 0.979 | 0.976 | 0.976 | 0.977 | 0.977 | 0.977 | 0.977 | 0.977 | 0.975 | 0.976 | 0.976 | 0.975 | 0.975 | 0.976 | 0.977 | 0.977 | 0.976 | 0.976 | 0.974 | 0.977 | 0.977 | 0.974 | 0.974 | 0.981 | 0.98 | 0.98 | 0.981 | 0.981 | 0.983 | 0.997 | 0.997 | 0.983 | 0.983 | 0.984 | 0.994 | 0.994 | 0.984 | 0.984 | 0.981 | 0.98 | 0.98 | 0.981 | 0.981 | 1.005 | 1.011 | 1.011 | 1.005 | 1.005 | 0.985 | 0.991 | 0.991 | 0.985 | 0.985 | 0.982 | 0.98 | 0.98 | 0.982 | 0.982
Ballymartin Wind Farm Phase 2 | BX2 | GU_401760 | WATERFOR | 110 | 0.976 | 0.979 | 0.979 | 0.976 | 0.976 | 0.977 | 0.977 | 0.977 | 0.977 | 0.977 | 0.975 | 0.976 | 0.976 | 0.975 | 0.975 | 0.976 | 0.977 | 0.977 | 0.976 | 0.976 | 0.974 | 0.977 | 0.977 | 0.974 | 0.974 | 0.981 | 0.98 | 0.98 | 0.981 | 0.981 | 0.983 | 0.997 | 0.997 | 0.983 | 0.983 | 0.984 | 0.994 | 0.994 | 0.984 | 0.984 | 0.981 | 0.98 | 0.98 | 0.981 | 0.981 | 1.005 | 1.011 | 1.011 | 1.005 | 1.005 | 0.985 | 0.991 | 0.991 | 0.985 | 0.985 | 0.982 | 0.98 | 0.98 | 0.982 | 0.982
Ballycadden Wind Farm | BY1 | GU_401290 | LODGEWOO | 110 | 0.983 | 0.984 | 0.984 | 0.983 | 0.983 | 0.985 | 0.983 | 0.983 | 0.985 | 0.985 | 0.984 | 0.983 | 0.983 | 0.984 | 0.984 | 0.985 | 0.984 | 0.984 | 0.985 | 0.985 | 0.983 | 0.983 | 0.983 | 0.983 | 0.983 | 0.987 | 0.985 | 0.985 | 0.987 | 0.987 | 0.987 | 1.002 | 1.002 | 0.987 | 0.987 | 0.988 | 0.998 | 0.998 | 0.988 | 0.988 | 0.986 | 0.985 | 0.985 | 0.986 | 0.986 | 1.007 | 1.013 | 1.013 | 1.007 | 1.007 | 0.989 | 0.996 | 0.996 | 0.989 | 0.989 | 0.987 | 0.985 | 0.985 | 0.987 | 0.987
Ballycadden Wind Farm Phase 2 | BY2 | GU_401360 | LODGEWOO | 110 | 0.983 | 0.984 | 0.984 | 0.983 | 0.983 | 0.985 | 0.983 | 0.983 | 0.985 | 0.985 | 0.984 | 0.983 | 0.983 | 0.984 | 0.984 | 0.985 | 0.984 | 0.984 | 0.985 | 0.985 | 0.983 | 0.983 | 0.983 | 0.983 | 0.983 | 0.987 | 0.985 | 0.985 | 0.987 | 0.987 | 0.987 | 1.002 | 1.002 | 0.987 | 0.987 | 0.988 | 0.998 | 0.998 | 0.988 | 0.988 | 0.986 | 0.985 | 0.985 | 0.986 | 0.986 | 1.007 | 1.013 | 1.013 | 1.007 | 1.007 | 0.989 | 0.996 | 0.996 | 0.989 | 0.989 | 0.987 | 0.985 | 0.985 | 0.987 | 0.987
Cark Wind Farm | CAR | GU_403900 | LETTERKE | 110 | 0.969 | 0.979 | 0.979 | 0.969 | 0.969 | 0.97 | 0.98 | 0.98 | 0.97 | 0.97 | 0.972 | 0.982 | 0.982 | 0.972 | 0.972 | 0.971 | 0.98 | 0.98 | 0.971 | 0.971 | 0.975 | 0.983 | 0.983 | 0.975 | 0.975 | 0.971 | 0.98 | 0.98 | 0.971 | 0.971 | 0.967 | 0.995 | 0.995 | 0.967 | 0.967 | 0.967 | 0.994 | 0.994 | 0.967 | 0.967 | 0.965 | 0.979 | 0.979 | 0.965 | 0.965 | 0.979 | 1.007 | 1.007 | 0.979 | 0.979 | 0.965 | 0.988 | 0.988 | 0.965 | 0.965 | 0.964 | 0.978 | 0.978 | 0.964 | 0.964
Carraigcannon Windfarm (Gen Unit) | CD1 | GU_401070 | BOGGERAG | 110 | 0.955 | 0.96 | 0.96 | 0.955 | 0.955 | 0.954 | 0.956 | 0.956 | 0.954 | 0.954 | 0.951 | 0.954 | 0.954 | 0.951 | 0.951 | 0.952 | 0.955 | 0.955 | 0.952 | 0.952 | 0.949 | 0.954 | 0.954 | 0.949 | 0.949 | 0.959 | 0.961 | 0.961 | 0.959 | 0.959 | 0.965 | 0.982 | 0.982 | 0.965 | 0.965 | 0.966 | 0.98 | 0.98 | 0.966 | 0.966 | 0.964 | 0.966 | 0.966 | 0.964 | 0.964 | 0.984 | 0.996 | 0.996 | 0.984 | 0.984 | 0.963 | 0.974 | 0.974 | 0.963 | 0.963 | 0.964 | 0.963 | 0.963 | 0.964 | 0.964
Coomagearlahy Generator Unit | CG1 | GU_404210 | COOMAGEA | 110 | 0.958 | 0.964 | 0.964 | 0.958 | 0.958 | 0.956 | 0.96 | 0.96 | 0.956 | 0.956 | 0.954 | 0.958 | 0.958 | 0.954 | 0.954 | 0.955 | 0.959 | 0.959 | 0.955 | 0.955 | 0.952 | 0.958 | 0.958 | 0.952 | 0.952 | 0.962 | 0.964 | 0.964 | 0.962 | 0.962 | 0.969 | 0.986 | 0.986 | 0.969 | 0.969 | 0.969 | 0.983 | 0.983 | 0.969 | 0.969 | 0.968 | 0.97 | 0.97 | 0.968 | 0.968 | 0.986 | 0.999 | 0.999 | 0.986 | 0.986 | 0.966 | 0.978 | 0.978 | 0.966 | 0.966 | 0.966 | 0.966 | 0.966 | 0.966 | 0.966
SWS Green Energy Gen Unit (Sillahertane) | CG2 | GU_400730 | COOMAGEA | 110 | 0.958 | 0.964 | 0.964 | 0.958 | 0.958 | 0.956 | 0.96 | 0.96 | 0.956 | 0.956 | 0.954 | 0.958 | 0.958 | 0.954 | 0.954 | 0.955 | 0.959 | 0.959 | 0.955 | 0.955 | 0.952 | 0.958 | 0.958 | 0.952 | 0.952 | 0.962 | 0.964 | 0.964 | 0.962 | 0.962 | 0.969 | 0.986 | 0.986 | 0.969 | 0.969 | 0.969 | 0.983 | 0.983 | 0.969 | 0.969 | 0.968 | 0.97 | 0.97 | 0.968 | 0.968 | 0.986 | 0.999 | 0.999 | 0.986 | 0.986 | 0.966 | 0.978 | 0.978 | 0.966 | 0.966 | 0.966 | 0.966 | 0.966 | 0.966 | 0.966
SWS Kilgarvan Ext Inchincoosh | CG3 | GU_400731 | COOMAGEA | 110 | 0.958 | 0.964 | 0.964 | 0.958 | 0.958 | 0.956 | 0.96 | 0.96 | 0.956 | 0.956 | 0.954 | 0.958 | 0.958 | 0.954 | 0.954 | 0.955 | 0.959 | 0.959 | 0.955 | 0.955 | 0.952 | 0.958 | 0.958 | 0.952 | 0.952 | 0.962 | 0.964 | 0.964 | 0.962 | 0.962 | 0.969 | 0.986 | 0.986 | 0.969 | 0.969 | 0.969 | 0.983 | 0.983 | 0.969 | 0.969 | 0.968 | 0.97 | 0.97 | 0.968 | 0.968 | 0.986 | 0.999 | 0.999 | 0.986 | 0.986 | 0.966 | 0.978 | 0.978 | 0.966 | 0.966 | 0.966 | 0.966 | 0.966 | 0.966 | 0.966
Pallas Generator Unit | CJ1 | GU_400660 | CLAHANE | 110 | 0.965 | 0.969 | 0.969 | 0.965 | 0.965 | 0.963 | 0.966 | 0.966 | 0.963 | 0.963 | 0.961 | 0.964 | 0.964 | 0.961 | 0.961 | 0.962 | 0.964 | 0.964 | 0.962 | 0.962 | 0.959 | 0.963 | 0.963 | 0.959 | 0.959 | 0.967 | 0.969 | 0.969 | 0.967 | 0.967 | 0.976 | 0.994 | 0.994 | 0.976 | 0.976 | 0.975 | 0.99 | 0.99 | 0.975 | 0.975 | 0.975 | 0.978 | 0.978 | 0.975 | 0.975 | 0.991 | 1.005 | 1.005 | 0.991 | 0.991 | 0.972 | 0.986 | 0.986 | 0.972 | 0.972 | 0.97 | 0.972 | 0.972 | 0.97 | 0.97
Clahane 2 Windfarm | CJ2 | GU_401980 | CLAHANE | 110 | 0.965 | 0.969 | 0.969 | 0.965 | 0.965 | 0.963 | 0.966 | 0.966 | 0.963 | 0.963 | 0.961 | 0.964 | 0.964 | 0.961 | 0.961 | 0.962 | 0.964 | 0.964 | 0.962 | 0.962 | 0.959 | 0.963 | 0.963 | 0.959 | 0.959 | 0.967 | 0.969 | 0.969 | 0.967 | 0.967 | 0.976 | 0.994 | 0.994 | 0.976 | 0.976 | 0.975 | 0.99 | 0.99 | 0.975 | 0.975 | 0.975 | 0.978 | 0.978 | 0.975 | 0.975 | 0.991 | 1.005 | 1.005 | 0.991 | 0.991 | 0.972 | 0.986 | 0.986 | 0.972 | 0.972 | 0.97 | 0.972 | 0.972 | 0.97 | 0.97
Castledockrell Windfarm (Gen Unit) | CK1 | GU_403390 | LODGEWOO | 110 | 0.983 | 0.984 | 0.984 | 0.983 | 0.983 | 0.985 | 0.983 | 0.983 | 0.985 | 0.985 | 0.984 | 0.983 | 0.983 | 0.984 | 0.984 | 0.985 | 0.984 | 0.984 | 0.985 | 0.985 | 0.983 | 0.983 | 0.983 | 0.983 | 0.983 | 0.987 | 0.985 | 0.985 | 0.987 | 0.987 | 0.987 | 1.002 | 1.002 | 0.987 | 0.987 | 0.988 | 0.998 | 0.998 | 0.988 | 0.988 | 0.986 | 0.985 | 0.985 | 0.986 | 0.986 | 1.007 | 1.013 | 1.013 | 1.007 | 1.007 | 0.989 | 0.996 | 0.996 | 0.989 | 0.989 | 0.987 | 0.985 | 0.985 | 0.987 | 0.987
Cloghboola Wind Farm | CL1 | GU_401830 | CLOGHBOO | 110 | 0.965 | 0.968 | 0.968 | 0.965 | 0.965 | 0.963 | 0.965 | 0.965 | 0.963 | 0.963 | 0.961 | 0.963 | 0.963 | 0.961 | 0.961 | 0.961 | 0.963 | 0.963 | 0.961 | 0.961 | 0.959 | 0.962 | 0.962 | 0.959 | 0.959 | 0.967 | 0.968 | 0.968 | 0.967 | 0.967 | 0.977 | 0.993 | 0.993 | 0.977 | 0.977 | 0.976 | 0.988 | 0.988 | 0.976 | 0.976 | 0.976 | 0.977 | 0.977 | 0.976 | 0.976 | 0.992 | 1.003 | 1.003 | 0.992 | 0.992 | 0.975 | 0.985 | 0.985 | 0.975 | 0.975 | 0.973 | 0.971 | 0.971 | 0.973 | 0.973
Curraghmore Hydro Plant | CM1 | GU_401200 | BALLYLIC | 110 | 0.95 | 0.958 | 0.958 | 0.95 | 0.95 | 0.949 | 0.955 | 0.955 | 0.949 | 0.949 | 0.947 | 0.953 | 0.953 | 0.947 | 0.947 | 0.949 | 0.954 | 0.954 | 0.949 | 0.949 | 0.946 | 0.954 | 0.954 | 0.946 | 0.946 | 0.955 | 0.96 | 0.96 | 0.955 | 0.955 | 0.961 | 0.979 | 0.979 | 0.961 | 0.961 | 0.962 | 0.978 | 0.978 | 0.962 | 0.962 | 0.96 | 0.963 | 0.963 | 0.96 | 0.96 | 0.98 | 0.993 | 0.993 | 0.98 | 0.98 | 0.959 | 0.972 | 0.972 | 0.959 | 0.959 | 0.96 | 0.961 | 0.961 | 0.96 | 0.96
Carnsore Point Generator Unit | CNS | GU_400470 | WEXFORD | 110 | 0.981 | 0.985 | 0.985 | 0.981 | 0.981 | 0.983 | 0.984 | 0.984 | 0.983 | 0.983 | 0.982 | 0.983 | 0.983 | 0.982 | 0.982 | 0.983 | 0.984 | 0.984 | 0.983 | 0.983 | 0.981 | 0.984 | 0.984 | 0.981 | 0.981 | 0.986 | 0.986 | 0.986 | 0.986 | 0.986 | 0.987 | 1.002 | 1.002 | 0.987 | 0.987 | 0.988 | 0.999 | 0.999 | 0.988 | 0.988 | 0.985 | 0.986 | 0.986 | 0.985 | 0.985 | 1.008 | 1.015 | 1.015 | 1.008 | 1.008 | 0.989 | 0.997 | 0.997 | 0.989 | 0.989 | 0.986 | 0.985 | 0.985 | 0.986 | 0.986
Cappawhite | CP1 | GU_402150 | CAUTEEN | 110 | 0.97 | 0.976 | 0.976 | 0.97 | 0.97 | 0.968 | 0.973 | 0.973 | 0.968 | 0.968 | 0.967 | 0.971 | 0.971 | 0.967 | 0.967 | 0.968 | 0.972 | 0.972 | 0.968 | 0.968 | 0.966 | 0.971 | 0.971 | 0.966 | 0.966 | 0.974 | 0.976 | 0.976 | 0.974 | 0.974 | 0.98 | 0.996 | 0.996 | 0.98 | 0.98 | 0.979 | 0.993 | 0.993 | 0.979 | 0.979 | 0.978 | 0.98 | 0.98 | 0.978 | 0.978 | 0.997 | 1.009 | 1.009 | 0.997 | 0.997 | 0.978 | 0.989 | 0.989 | 0.978 | 0.978 | 0.977 | 0.977 | 0.977 | 0.977 | 0.977
Cappawhite B Windfarm | CP3 | GU_402340 | CAUTEEN | 110 | 0.97 | 0.976 | 0.976 | 0.97 | 0.97 | 0.968 | 0.973 | 0.973 | 0.968 | 0.968 | 0.967 | 0.971 | 0.971 | 0.967 | 0.967 | 0.968 | 0.972 | 0.972 | 0.968 | 0.968 | 0.966 | 0.971 | 0.971 | 0.966 | 0.966 | 0.974 | 0.976 | 0.976 | 0.974 | 0.974 | 0.98 | 0.996 | 0.996 | 0.98 | 0.98 | 0.979 | 0.993 | 0.993 | 0.979 | 0.979 | 0.978 | 0.98 | 0.98 | 0.978 | 0.978 | 0.997 | 1.009 | 1.009 | 0.997 | 0.997 | 0.978 | 0.989 | 0.989 | 0.978 | 0.978 | 0.977 | 0.977 | 0.977 | 0.977 | 0.977
Clady Generating Station | CU1 | GU_401190 | BINBANE | 110 | 0.965 | 0.975 | 0.975 | 0.965 | 0.965 | 0.966 | 0.976 | 0.976 | 0.966 | 0.966 | 0.968 | 0.977 | 0.977 | 0.968 | 0.968 | 0.966 | 0.975 | 0.975 | 0.966 | 0.966 | 0.97 | 0.978 | 0.978 | 0.97 | 0.97 | 0.967 | 0.976 | 0.976 | 0.967 | 0.967 | 0.966 | 0.991 | 0.991 | 0.966 | 0.966 | 0.966 | 0.989 | 0.989 | 0.966 | 0.966 | 0.964 | 0.975 | 0.975 | 0.964 | 0.964 | 0.978 | 1.002 | 1.002 | 0.978 | 0.978 | 0.963 | 0.984 | 0.984 | 0.963 | 0.963 | 0.962 | 0.974 | 0.974 | 0.962 | 0.962
Cuillagh Generator Unit | CUH | GU_400030 | LETTERKE | 110 | 0.969 | 0.979 | 0.979 | 0.969 | 0.969 | 0.97 | 0.98 | 0.98 | 0.97 | 0.97 | 0.972 | 0.982 | 0.982 | 0.972 | 0.972 | 0.971 | 0.98 | 0.98 | 0.971 | 0.971 | 0.975 | 0.983 | 0.983 | 0.975 | 0.975 | 0.971 | 0.98 | 0.98 | 0.971 | 0.971 | 0.967 | 0.995 | 0.995 | 0.967 | 0.967 | 0.967 | 0.994 | 0.994 | 0.967 | 0.967 | 0.965 | 0.979 | 0.979 | 0.965 | 0.965 | 0.979 | 1.007 | 1.007 | 0.979 | 0.979 | 0.965 | 0.988 | 0.988 | 0.965 | 0.965 | 0.964 | 0.978 | 0.978 | 0.964 | 0.964
Coomacheo Generator Unit | CZ1 | GU_400591 | GARROW | 110 | 0.959 | 0.963 | 0.963 | 0.959 | 0.959 | 0.958 | 0.96 | 0.96 | 0.958 | 0.958 | 0.955 | 0.957 | 0.957 | 0.955 | 0.955 | 0.956 | 0.958 | 0.958 | 0.956 | 0.956 | 0.953 | 0.957 | 0.957 | 0.953 | 0.953 | 0.963 | 0.964 | 0.964 | 0.963 | 0.963 | 0.97 | 0.986 | 0.986 | 0.97 | 0.97 | 0.97 | 0.984 | 0.984 | 0.97 | 0.97 | 0.969 | 0.97 | 0.97 | 0.969 | 0.969 | 0.987 | 0.999 | 0.999 | 0.987 | 0.987 | 0.968 | 0.979 | 0.979 | 0.968 | 0.968 | 0.968 | 0.966 | 0.966 | 0.968 | 0.968
Glanaruddery 1 Windfarm | DA1 | GU_404490 | CLOGHBOO | 110 | 0.965 | 0.968 | 0.968 | 0.965 | 0.965 | 0.963 | 0.965 | 0.965 | 0.963 | 0.963 | 0.961 | 0.963 | 0.963 | 0.961 | 0.961 | 0.961 | 0.963 | 0.963 | 0.961 | 0.961 | 0.959 | 0.962 | 0.962 | 0.959 | 0.959 | 0.967 | 0.968 | 0.968 | 0.967 | 0.967 | 0.977 | 0.993 | 0.993 | 0.977 | 0.977 | 0.976 | 0.988 | 0.988 | 0.976 | 0.976 | 0.976 | 0.977 | 0.977 | 0.976 | 0.976 | 0.992 | 1.003 | 1.003 | 0.992 | 0.992 | 0.975 | 0.985 | 0.985 | 0.975 | 0.975 | 0.973 | 0.971 | 0.971 | 0.973 | 0.973
Glanaruddery 2 Windfarm | DA2 | GU_404500 | CLOGHBOO | 110 | 0.965 | 0.968 | 0.968 | 0.965 | 0.965 | 0.963 | 0.965 | 0.965 | 0.963 | 0.963 | 0.961 | 0.963 | 0.963 | 0.961 | 0.961 | 0.961 | 0.963 | 0.963 | 0.961 | 0.961 | 0.959 | 0.962 | 0.962 | 0.959 | 0.959 | 0.967 | 0.968 | 0.968 | 0.967 | 0.967 | 0.977 | 0.993 | 0.993 | 0.977 | 0.977 | 0.976 | 0.988 | 0.988 | 0.976 | 0.976 | 0.976 | 0.977 | 0.977 | 0.976 | 0.976 | 0.992 | 1.003 | 1.003 | 0.992 | 0.992 | 0.975 | 0.985 | 0.985 | 0.975 | 0.975 | 0.973 | 0.971 | 0.971 | 0.973 | 0.973
Dublin Bay Generator Unit | DB1 | GU_400500 | IRISHTOW | 220 | 1.005 | 1.001 | 1.001 | 1.005 | 1.005 | 1.006 | 1.001 | 1.001 | 1.006 | 1.006 | 1.006 | 1.002 | 1.002 | 1.006 | 1.006 | 1.007 | 1.003 | 1.003 | 1.007 | 1.007 | 1.006 | 1.002 | 1.002 | 1.006 | 1.006 | 1.005 | 1.001 | 1.001 | 1.005 | 1.005 | 1.003 | 1.018 | 1.018 | 1.003 | 1.003 | 1.004 | 1.013 | 1.013 | 1.004 | 1.004 | 1.006 | 1.002 | 1.002 | 1.006 | 1.006 | 1.018 | 1.025 | 1.025 | 1.018 | 1.018 | 1.005 | 1.012 | 1.012 | 1.005 | 1.005 | 1.007 | 1.002 | 1.002 | 1.007 | 1.007
Cordal 1 Windfarm | DL1 | GU_402110 | CORDAL | 110 | 0.961 | 0.965 | 0.965 | 0.961 | 0.961 | 0.959 | 0.962 | 0.962 | 0.959 | 0.959 | 0.957 | 0.959 | 0.959 | 0.957 | 0.957 | 0.958 | 0.96 | 0.96 | 0.958 | 0.958 | 0.955 | 0.959 | 0.959 | 0.955 | 0.955 | 0.964 | 0.965 | 0.965 | 0.964 | 0.964 | 0.972 | 0.988 | 0.988 | 0.972 | 0.972 | 0.972 | 0.985 | 0.985 | 0.972 | 0.972 | 0.971 | 0.972 | 0.972 | 0.971 | 0.971 | 0.989 | 1 | 1 | 0.989 | 0.989 | 0.97 | 0.98 | 0.98 | 0.97 | 0.97 | 0.969 | 0.968 | 0.968 | 0.969 | 0.969
Cordal 2 Windfarm | DL2 | GU_402130 | CORDAL | 110 | 0.961 | 0.965 | 0.965 | 0.961 | 0.961 | 0.959 | 0.962 | 0.962 | 0.959 | 0.959 | 0.957 | 0.959 | 0.959 | 0.957 | 0.957 | 0.958 | 0.96 | 0.96 | 0.958 | 0.958 | 0.955 | 0.959 | 0.959 | 0.955 | 0.955 | 0.964 | 0.965 | 0.965 | 0.964 | 0.964 | 0.972 | 0.988 | 0.988 | 0.972 | 0.972 | 0.972 | 0.985 | 0.985 | 0.972 | 0.972 | 0.971 | 0.972 | 0.972 | 0.971 | 0.971 | 0.989 | 1 | 1 | 0.989 | 0.989 | 0.97 | 0.98 | 0.98 | 0.97 | 0.97 | 0.969 | 0.968 | 0.968 | 0.969 | 0.969
Dromada Windfarm Generator Unit | DR1 | GU_400920 | DROMADA | 110 | 0.967 | 0.97 | 0.97 | 0.967 | 0.967 | 0.965 | 0.966 | 0.966 | 0.965 | 0.965 | 0.963 | 0.964 | 0.964 | 0.963 | 0.963 | 0.963 | 0.964 | 0.964 | 0.963 | 0.963 | 0.961 | 0.963 | 0.963 | 0.961 | 0.961 | 0.969 | 0.969 | 0.969 | 0.969 | 0.969 | 0.979 | 0.994 | 0.994 | 0.979 | 0.979 | 0.978 | 0.99 | 0.99 | 0.978 | 0.978 | 0.978 | 0.978 | 0.978 | 0.978 | 0.978 | 0.994 | 1.005 | 1.005 | 0.994 | 0.994 | 0.977 | 0.986 | 0.986 | 0.977 | 0.977 | 0.975 | 0.973 | 0.973 | 0.975 | 0.975
Derrysallagh Windfarm | DS1 | GU_403820 | GARVAGH | 110 | 0.977 | 0.984 | 0.984 | 0.977 | 0.977 | 0.977 | 0.983 | 0.983 | 0.977 | 0.977 | 0.978 | 0.983 | 0.983 | 0.978 | 0.978 | 0.978 | 0.982 | 0.982 | 0.978 | 0.978 | 0.979 | 0.982 | 0.982 | 0.979 | 0.979 | 0.977 | 0.983 | 0.983 | 0.977 | 0.977 | 0.978 | 1 | 1 | 0.978 | 0.978 | 0.978 | 0.997 | 0.997 | 0.978 | 0.978 | 0.977 | 0.984 | 0.984 | 0.977 | 0.977 | 0.991 | 1.01 | 1.01 | 0.991 | 0.991 | 0.976 | 0.993 | 0.993 | 0.976 | 0.976 | 0.976 | 0.983 | 0.983 | 0.976 | 0.976
Dromdeeveen Windfarm | DV1 | GU_401240 | GLENLARA_W | 110 | 0.959 | 0.964 | 0.964 | 0.959 | 0.959 | 0.957 | 0.96 | 0.96 | 0.957 | 0.957 | 0.955 | 0.958 | 0.958 | 0.955 | 0.955 | 0.956 | 0.958 | 0.958 | 0.956 | 0.956 | 0.953 | 0.958 | 0.958 | 0.953 | 0.953 | 0.962 | 0.964 | 0.964 | 0.962 | 0.962 | 0.97 | 0.987 | 0.987 | 0.97 | 0.97 | 0.97 | 0.984 | 0.984 | 0.97 | 0.97 | 0.969 | 0.971 | 0.971 | 0.969 | 0.969 | 0.987 | 0.999 | 0.999 | 0.987 | 0.987 | 0.968 | 0.979 | 0.979 | 0.968 | 0.968 | 0.967 | 0.966 | 0.966 | 0.967 | 0.967
Dublin Waste to Energy | DW1 | GU_402030 | RINGSEND | 110 | 1.006 | 1.003 | 1.003 | 1.006 | 1.006 | 1.007 | 1.003 | 1.003 | 1.007 | 1.007 | 1.007 | 1.004 | 1.004 | 1.007 | 1.007 | 1.008 | 1.004 | 1.004 | 1.008 | 1.008 | 1.007 | 1.003 | 1.003 | 1.007 | 1.007 | 1.006 | 1.003 | 1.003 | 1.006 | 1.006 | 1.005 | 1.019 | 1.019 | 1.005 | 1.005 | 1.006 | 1.015 | 1.015 | 1.006 | 1.006 | 1.007 | 1.003 | 1.003 | 1.007 | 1.007 | 1.019 | 1.027 | 1.027 | 1.019 | 1.019 | 1.006 | 1.014 | 1.014 | 1.006 | 1.006 | 1.008 | 1.004 | 1.004 | 1.008 | 1.008
Derrybrien Wind Farm | DY1 | GU_401440 | DERRYBRI | 110 | 0.971 | 0.976 | 0.976 | 0.971 | 0.971 | 0.97 | 0.974 | 0.974 | 0.97 | 0.97 | 0.97 | 0.973 | 0.973 | 0.97 | 0.97 | 0.97 | 0.973 | 0.973 | 0.97 | 0.97 | 0.969 | 0.972 | 0.972 | 0.969 | 0.969 | 0.973 | 0.975 | 0.975 | 0.973 | 0.973 | 0.979 | 0.995 | 0.995 | 0.979 | 0.979 | 0.977 | 0.991 | 0.991 | 0.977 | 0.977 | 0.977 | 0.979 | 0.979 | 0.977 | 0.977 | 0.995 | 1.006 | 1.006 | 0.995 | 0.995 | 0.978 | 0.989 | 0.989 | 0.978 | 0.978 | 0.976 | 0.976 | 0.976 | 0.976 | 0.976
Edenderry Power Supply | ED1 | GU_401860 | CUSHALIN | 110 | 0.977 | 0.984 | 0.984 | 0.977 | 0.977 | 0.979 | 0.984 | 0.984 | 0.979 | 0.979 | 0.984 | 0.989 | 0.989 | 0.984 | 0.984 | 0.981 | 0.986 | 0.986 | 0.981 | 0.981 | 0.979 | 0.985 | 0.985 | 0.979 | 0.979 | 0.979 | 0.984 | 0.984 | 0.979 | 0.979 | 0.981 | 1.002 | 1.002 | 0.981 | 0.981 | 0.975 | 0.993 | 0.993 | 0.975 | 0.975 | 0.976 | 0.982 | 0.982 | 0.976 | 0.976 | 1.016 | 1.028 | 1.028 | 1.016 | 1.016 | 0.998 | 1.013 | 1.013 | 0.998 | 0.998 | 0.975 | 0.982 | 0.982 | 0.975 | 0.975
Cushaling Power PPMG1 | ED3 | GU_401010 | CUSHALIN | 110 | 0.977 | 0.984 | 0.984 | 0.977 | 0.977 | 0.979 | 0.984 | 0.984 | 0.979 | 0.979 | 0.984 | 0.989 | 0.989 | 0.984 | 0.984 | 0.981 | 0.986 | 0.986 | 0.981 | 0.981 | 0.979 | 0.985 | 0.985 | 0.979 | 0.979 | 0.979 | 0.984 | 0.984 | 0.979 | 0.979 | 0.981 | 1.002 | 1.002 | 0.981 | 0.981 | 0.975 | 0.993 | 0.993 | 0.975 | 0.975 | 0.976 | 0.982 | 0.982 | 0.976 | 0.976 | 1.016 | 1.028 | 1.028 | 1.016 | 1.016 | 0.998 | 1.013 | 1.013 | 0.998 | 0.998 | 0.975 | 0.982 | 0.982 | 0.975 | 0.975
Cushaling Power PPMG2 | ED5 | GU_401011 | CUSHALIN | 110 | 0.977 | 0.984 | 0.984 | 0.977 | 0.977 | 0.979 | 0.984 | 0.984 | 0.979 | 0.979 | 0.984 | 0.989 | 0.989 | 0.984 | 0.984 | 0.981 | 0.986 | 0.986 | 0.981 | 0.981 | 0.979 | 0.985 | 0.985 | 0.979 | 0.979 | 0.979 | 0.984 | 0.984 | 0.979 | 0.979 | 0.981 | 1.002 | 1.002 | 0.981 | 0.981 | 0.975 | 0.993 | 0.993 | 0.975 | 0.975 | 0.976 | 0.982 | 0.982 | 0.976 | 0.976 | 1.016 | 1.028 | 1.028 | 1.016 | 1.016 | 0.998 | 1.013 | 1.013 | 0.998 | 0.998 | 0.975 | 0.982 | 0.982 | 0.975 | 0.975
Erne 1 Generator Unit | ER1 | GU_400210 | CLIFF | 110 | 0.975 | 0.98 | 0.98 | 0.975 | 0.975 | 0.975 | 0.98 | 0.98 | 0.975 | 0.975 | 0.976 | 0.981 | 0.981 | 0.976 | 0.976 | 0.974 | 0.979 | 0.979 | 0.974 | 0.974 | 0.979 | 0.982 | 0.982 | 0.979 | 0.979 | 0.977 | 0.981 | 0.981 | 0.977 | 0.977 | 0.974 | 0.997 | 0.997 | 0.974 | 0.974 | 0.974 | 0.995 | 0.995 | 0.974 | 0.974 | 0.973 | 0.982 | 0.982 | 0.973 | 0.973 | 0.987 | 1.009 | 1.009 | 0.987 | 0.987 | 0.972 | 0.99 | 0.99 | 0.972 | 0.972 | 0.971 | 0.98 | 0.98 | 0.971 | 0.971
Erne 2 Generator Unit | ER2 | GU_400211 | CLIFF | 110 | 0.975 | 0.98 | 0.98 | 0.975 | 0.975 | 0.975 | 0.98 | 0.98 | 0.975 | 0.975 | 0.976 | 0.981 | 0.981 | 0.976 | 0.976 | 0.974 | 0.979 | 0.979 | 0.974 | 0.974 | 0.979 | 0.982 | 0.982 | 0.979 | 0.979 | 0.977 | 0.981 | 0.981 | 0.977 | 0.977 | 0.974 | 0.997 | 0.997 | 0.974 | 0.974 | 0.974 | 0.995 | 0.995 | 0.974 | 0.974 | 0.973 | 0.982 | 0.982 | 0.973 | 0.973 | 0.987 | 1.009 | 1.009 | 0.987 | 0.987 | 0.972 | 0.99 | 0.99 | 0.972 | 0.972 | 0.971 | 0.98 | 0.98 | 0.971 | 0.971
Erne 3 Generator Unit | ER3 | GU_400220 | CATH_FAL | 110 | 0.975 | 0.981 | 0.981 | 0.975 | 0.975 | 0.975 | 0.981 | 0.981 | 0.975 | 0.975 | 0.977 | 0.981 | 0.981 | 0.977 | 0.977 | 0.975 | 0.98 | 0.98 | 0.975 | 0.975 | 0.979 | 0.982 | 0.982 | 0.979 | 0.979 | 0.977 | 0.981 | 0.981 | 0.977 | 0.977 | 0.975 | 0.997 | 0.997 | 0.975 | 0.975 | 0.974 | 0.995 | 0.995 | 0.974 | 0.974 | 0.973 | 0.982 | 0.982 | 0.973 | 0.973 | 0.987 | 1.009 | 1.009 | 0.987 | 0.987 | 0.972 | 0.991 | 0.991 | 0.972 | 0.972 | 0.971 | 0.98 | 0.98 | 0.971 | 0.971
Erne 4 Generator Unit | ER4 | GU_400221 | CATH_FAL | 110 | 0.975 | 0.981 | 0.981 | 0.975 | 0.975 | 0.975 | 0.981 | 0.981 | 0.975 | 0.975 | 0.977 | 0.981 | 0.981 | 0.977 | 0.977 | 0.975 | 0.98 | 0.98 | 0.975 | 0.975 | 0.979 | 0.982 | 0.982 | 0.979 | 0.979 | 0.977 | 0.981 | 0.981 | 0.977 | 0.977 | 0.975 | 0.997 | 0.997 | 0.975 | 0.975 | 0.974 | 0.995 | 0.995 | 0.974 | 0.974 | 0.973 | 0.982 | 0.982 | 0.973 | 0.973 | 0.987 | 1.009 | 1.009 | 0.987 | 0.987 | 0.972 | 0.991 | 0.991 | 0.972 | 0.972 | 0.971 | 0.98 | 0.98 | 0.971 | 0.971
Esk Windfarm | ES1 | GU_404340 | BOGGERAG | 110 | 0.955 | 0.96 | 0.96 | 0.955 | 0.955 | 0.954 | 0.956 | 0.956 | 0.954 | 0.954 | 0.951 | 0.954 | 0.954 | 0.951 | 0.951 | 0.952 | 0.955 | 0.955 | 0.952 | 0.952 | 0.949 | 0.954 | 0.954 | 0.949 | 0.949 | 0.959 | 0.961 | 0.961 | 0.959 | 0.959 | 0.965 | 0.982 | 0.982 | 0.965 | 0.965 | 0.966 | 0.98 | 0.98 | 0.966 | 0.966 | 0.964 | 0.966 | 0.966 | 0.964 | 0.964 | 0.984 | 0.996 | 0.996 | 0.984 | 0.984 | 0.963 | 0.974 | 0.974 | 0.963 | 0.963 | 0.964 | 0.963 | 0.963 | 0.964 | 0.964
EWIC | EW1 | I_ROIEWIC | DEESIDE | 400 | 0.953 | 0.953 | 0.953 | 0.953 | 0.953 | 0.953 | 0.953 | 0.953 | 0.953 | 0.953 | 0.953 | 0.953 | 0.953 | 0.953 | 0.953 | 0.953 | 0.953 | 0.953 | 0.953 | 0.953 | 0.953 | 0.953 | 0.953 | 0.953 | 0.953 | 0.953 | 0.953 | 0.953 | 0.953 | 0.953 | 0.953 | 0.953 | 0.953 | 0.953 | 0.953 | 0.953 | 0.953 | 0.953 | 0.953 | 0.953 | 0.953 | 0.953 | 0.953 | 0.953 | 0.953 | 0.953 | 0.953 | 0.953 | 0.953 | 0.953 | 0.953 | 0.953 | 0.953 | 0.953 | 0.953 | 0.953 | 0.953 | 0.953 | 0.953 | 0.953
Gartnaneane Generator Unit | GA2 | GU_400041 | MEATH HI | 110 | 1.003 | 1.005 | 1.005 | 1.003 | 1.003 | 1.004 | 1.007 | 1.007 | 1.004 | 1.004 | 1.006 | 1.008 | 1.008 | 1.006 | 1.006 | 1.005 | 1.008 | 1.008 | 1.005 | 1.005 | 1.007 | 1.008 | 1.008 | 1.007 | 1.007 | 1.002 | 1.005 | 1.005 | 1.002 | 1.002 | 0.997 | 1.019 | 1.019 | 0.997 | 0.997 | 0.996 | 1.015 | 1.015 | 0.996 | 0.996 | 0.996 | 1.002 | 1.002 | 0.996 | 0.996 | 1.008 | 1.027 | 1.027 | 1.008 | 1.008 | 0.996 | 1.012 | 1.012 | 0.996 | 0.996 | 0.996 | 1.004 | 1.004 | 0.996 | 0.996
Grousemount Windfarm | GD1 | GU_403790 | COOMAGEA | 110 | 0.957 | 0.961 | 0.961 | 0.957 | 0.957 | 0.955 | 0.957 | 0.957 | 0.955 | 0.955 | 0.953 | 0.955 | 0.955 | 0.953 | 0.953 | 0.954 | 0.955 | 0.955 | 0.954 | 0.954 | 0.951 | 0.955 | 0.955 | 0.951 | 0.951 | 0.96 | 0.961 | 0.961 | 0.96 | 0.96 | 0.967 | 0.983 | 0.983 | 0.967 | 0.967 | 0.968 | 0.981 | 0.981 | 0.968 | 0.968 | 0.967 | 0.968 | 0.968 | 0.967 | 0.967 | 0.985 | 0.996 | 0.996 | 0.985 | 0.985 | 0.965 | 0.976 | 0.976 | 0.965 | 0.965 | 0.965 | 0.963 | 0.963 | 0.965 | 0.965
Gortahile Windfarm Ltd Generator Unit | GE1 | GU_401060 | CARLOW | 110 | 0.989 | 0.99 | 0.99 | 0.989 | 0.989 | 0.991 | 0.989 | 0.989 | 0.991 | 0.991 | 0.99 | 0.989 | 0.989 | 0.99 | 0.99 | 0.991 | 0.989 | 0.989 | 0.991 | 0.991 | 0.989 | 0.989 | 0.989 | 0.989 | 0.989 | 0.993 | 0.991 | 0.991 | 0.993 | 0.993 | 0.993 | 1.008 | 1.008 | 0.993 | 0.993 | 0.992 | 1.004 | 1.004 | 0.992 | 0.992 | 0.991 | 0.991 | 0.991 | 0.991 | 0.991 | 1.011 | 1.02 | 1.02 | 1.011 | 1.011 | 0.994 | 1.003 | 1.003 | 0.994 | 0.994 | 0.991 | 0.991 | 0.991 | 0.991 | 0.991
Gorman BESS | GF1 | GU_404260 | GORMAN | 110 | 1.005 | 1.005 | 1.005 | 1.005 | 1.005 | 1.006 | 1.006 | 1.006 | 1.006 | 1.006 | 1.007 | 1.007 | 1.007 | 1.007 | 1.007 | 1.007 | 1.007 | 1.007 | 1.007 | 1.007 | 1.008 | 1.007 | 1.007 | 1.008 | 1.008 | 1.004 | 1.005 | 1.005 | 1.004 | 1.004 | 1 | 1.02 | 1.02 | 1 | 1 | 1 | 1.015 | 1.015 | 1 | 1 | 1 | 1.003 | 1.003 | 1 | 1 | 1.012 | 1.027 | 1.027 | 1.012 | 1.012 | 1 | 1.013 | 1.013 | 1 | 1 | 1 | 1.004 | 1.004 | 1 | 1
Garvagh Glebe Generator Unit | GH1 | GU_400950 | GARVAGH | 110 | 0.977 | 0.984 | 0.984 | 0.977 | 0.977 | 0.977 | 0.983 | 0.983 | 0.977 | 0.977 | 0.978 | 0.983 | 0.983 | 0.978 | 0.978 | 0.978 | 0.982 | 0.982 | 0.978 | 0.978 | 0.979 | 0.982 | 0.982 | 0.979 | 0.979 | 0.977 | 0.983 | 0.983 | 0.977 | 0.977 | 0.978 | 1 | 1 | 0.978 | 0.978 | 0.978 | 0.997 | 0.997 | 0.978 | 0.978 | 0.977 | 0.984 | 0.984 | 0.977 | 0.977 | 0.991 | 1.01 | 1.01 | 0.991 | 0.991 | 0.976 | 0.993 | 0.993 | 0.976 | 0.976 | 0.976 | 0.983 | 0.983 | 0.976 | 0.976
Tullynahaw Generator Unit | GH2 | GU_400940 | GARVAGH | 110 | 0.977 | 0.984 | 0.984 | 0.977 | 0.977 | 0.977 | 0.983 | 0.983 | 0.977 | 0.977 | 0.978 | 0.983 | 0.983 | 0.978 | 0.978 | 0.978 | 0.982 | 0.982 | 0.978 | 0.978 | 0.979 | 0.982 | 0.982 | 0.979 | 0.979 | 0.977 | 0.983 | 0.983 | 0.977 | 0.977 | 0.978 | 1 | 1 | 0.978 | 0.978 | 0.978 | 0.997 | 0.997 | 0.978 | 0.978 | 0.977 | 0.984 | 0.984 | 0.977 | 0.977 | 0.991 | 1.01 | 1.01 | 0.991 | 0.991 | 0.976 | 0.993 | 0.993 | 0.976 | 0.976 | 0.976 | 0.983 | 0.983 | 0.976 | 0.976
Great Island CCGT | GI4 | GU_400762 | GREAT IS | 220 | 0.974 | 0.977 | 0.977 | 0.974 | 0.974 | 0.976 | 0.975 | 0.975 | 0.976 | 0.976 | 0.974 | 0.974 | 0.974 | 0.974 | 0.974 | 0.975 | 0.975 | 0.975 | 0.975 | 0.975 | 0.973 | 0.974 | 0.974 | 0.973 | 0.973 | 0.979 | 0.978 | 0.978 | 0.979 | 0.979 | 0.981 | 0.995 | 0.995 | 0.981 | 0.981 | 0.981 | 0.992 | 0.992 | 0.981 | 0.981 | 0.979 | 0.978 | 0.978 | 0.979 | 0.979 | 1.003 | 1.008 | 1.008 | 1.003 | 1.003 | 0.983 | 0.989 | 0.989 | 0.983 | 0.983 | 0.979 | 0.977 | 0.977 | 0.979 | 0.979
Bunnyconnellan Windfarm | GJ1 | GU_403880 | GLENREE | 110 | 0.956 | 0.971 | 0.971 | 0.956 | 0.956 | 0.957 | 0.971 | 0.971 | 0.957 | 0.957 | 0.955 | 0.967 | 0.967 | 0.955 | 0.955 | 0.954 | 0.966 | 0.966 | 0.954 | 0.954 | 0.955 | 0.966 | 0.966 | 0.955 | 0.955 | 0.952 | 0.965 | 0.965 | 0.952 | 0.952 | 0.948 | 0.974 | 0.974 | 0.948 | 0.948 | 0.947 | 0.971 | 0.971 | 0.947 | 0.947 | 0.946 | 0.958 | 0.958 | 0.946 | 0.946 | 0.96 | 0.984 | 0.984 | 0.96 | 0.96 | 0.945 | 0.966 | 0.966 | 0.945 | 0.945 | 0.945 | 0.957 | 0.957 | 0.945 | 0.945
Midas Generator Unit | GLC | GU_400060 | GLANLEE | 110 | 0.958 | 0.962 | 0.962 | 0.958 | 0.958 | 0.956 | 0.959 | 0.959 | 0.956 | 0.956 | 0.954 | 0.956 | 0.956 | 0.954 | 0.954 | 0.955 | 0.957 | 0.957 | 0.955 | 0.955 | 0.952 | 0.957 | 0.957 | 0.952 | 0.952 | 0.961 | 0.963 | 0.963 | 0.961 | 0.961 | 0.968 | 0.985 | 0.985 | 0.968 | 0.968 | 0.969 | 0.982 | 0.982 | 0.969 | 0.969 | 0.967 | 0.969 | 0.969 | 0.967 | 0.967 | 0.986 | 0.997 | 0.997 | 0.986 | 0.986 | 0.966 | 0.977 | 0.977 | 0.966 | 0.966 | 0.966 | 0.965 | 0.965 | 0.966 | 0.966
Garracummer Wind Farm Ltd | GM1 | GU_401740 | CAUTEEN | 110 | 0.97 | 0.976 | 0.976 | 0.97 | 0.97 | 0.968 | 0.973 | 0.973 | 0.968 | 0.968 | 0.967 | 0.971 | 0.971 | 0.967 | 0.967 | 0.968 | 0.972 | 0.972 | 0.968 | 0.968 | 0.966 | 0.971 | 0.971 | 0.966 | 0.966 | 0.974 | 0.976 | 0.976 | 0.974 | 0.974 | 0.98 | 0.996 | 0.996 | 0.98 | 0.98 | 0.979 | 0.993 | 0.993 | 0.979 | 0.979 | 0.978 | 0.98 | 0.98 | 0.978 | 0.978 | 0.997 | 1.009 | 1.009 | 0.997 | 0.997 | 0.978 | 0.989 | 0.989 | 0.978 | 0.978 | 0.977 | 0.977 | 0.977 | 0.977 | 0.977
Barnesmore (Golagh) Windfarm | GO1 | GU_404450 | GOLAGH | 110 | 0.97 | 0.977 | 0.977 | 0.97 | 0.97 | 0.97 | 0.978 | 0.978 | 0.97 | 0.97 | 0.972 | 0.979 | 0.979 | 0.972 | 0.972 | 0.97 | 0.977 | 0.977 | 0.97 | 0.97 | 0.974 | 0.98 | 0.98 | 0.974 | 0.974 | 0.972 | 0.978 | 0.978 | 0.972 | 0.972 | 0.969 | 0.994 | 0.994 | 0.969 | 0.969 | 0.969 | 0.992 | 0.992 | 0.969 | 0.969 | 0.967 | 0.978 | 0.978 | 0.967 | 0.967 | 0.981 | 1.005 | 1.005 | 0.981 | 0.981 | 0.966 | 0.987 | 0.987 | 0.966 | 0.966 | 0.966 | 0.977 | 0.977 | 0.966 | 0.966
Golagh BESS | GO2 | GU_404270 | GOLAGH | 110 | 0.97 | 0.977 | 0.977 | 0.97 | 0.97 | 0.97 | 0.978 | 0.978 | 0.97 | 0.97 | 0.972 | 0.979 | 0.979 | 0.972 | 0.972 | 0.97 | 0.977 | 0.977 | 0.97 | 0.97 | 0.974 | 0.98 | 0.98 | 0.974 | 0.974 | 0.972 | 0.978 | 0.978 | 0.972 | 0.972 | 0.969 | 0.994 | 0.994 | 0.969 | 0.969 | 0.969 | 0.992 | 0.992 | 0.969 | 0.969 | 0.967 | 0.978 | 0.978 | 0.967 | 0.967 | 0.981 | 1.005 | 1.005 | 0.981 | 0.981 | 0.966 | 0.987 | 0.987 | 0.966 | 0.966 | 0.966 | 0.977 | 0.977 | 0.966 | 0.966
Gardnershill Battery | GP1 | GU_404510 | FINGLAS | 110 | 1.006 | 1.002 | 1.002 | 1.006 | 1.006 | 1.007 | 1.002 | 1.002 | 1.007 | 1.007 | 1.006 | 1.002 | 1.002 | 1.006 | 1.006 | 1.007 | 1.003 | 1.003 | 1.007 | 1.007 | 1.007 | 1.002 | 1.002 | 1.007 | 1.007 | 1.005 | 1.002 | 1.002 | 1.005 | 1.005 | 1.005 | 1.018 | 1.018 | 1.005 | 1.005 | 1.005 | 1.013 | 1.013 | 1.005 | 1.005 | 1.006 | 1.002 | 1.002 | 1.006 | 1.006 | 1.018 | 1.025 | 1.025 | 1.018 | 1.018 | 1.005 | 1.012 | 1.012 | 1.005 | 1.005 | 1.007 | 1.003 | 1.003 | 1.007 | 1.007
Grove Hill Windfarm | GR1 | GU_401890 | DUNDALK | 110 | 1.005 | 1.007 | 1.007 | 1.005 | 1.005 | 1.006 | 1.01 | 1.01 | 1.006 | 1.006 | 1.008 | 1.011 | 1.011 | 1.008 | 1.008 | 1.007 | 1.01 | 1.01 | 1.007 | 1.007 | 1.009 | 1.011 | 1.011 | 1.009 | 1.009 | 1.004 | 1.007 | 1.007 | 1.004 | 1.004 | 0.998 | 1.021 | 1.021 | 0.998 | 0.998 | 0.997 | 1.017 | 1.017 | 0.997 | 0.997 | 0.997 | 1.004 | 1.004 | 0.997 | 0.997 | 1.009 | 1.029 | 1.029 | 1.009 | 1.009 | 0.997 | 1.014 | 1.014 | 0.997 | 0.997 | 0.996 | 1.006 | 1.006 | 0.996 | 0.996
Gibbet Hill Windfarm | GT1 | GU_401340 | LODGEWOO | 110 | 0.983 | 0.984 | 0.984 | 0.983 | 0.983 | 0.985 | 0.983 | 0.983 | 0.985 | 0.985 | 0.984 | 0.983 | 0.983 | 0.984 | 0.984 | 0.985 | 0.984 | 0.984 | 0.985 | 0.985 | 0.983 | 0.983 | 0.983 | 0.983 | 0.983 | 0.987 | 0.985 | 0.985 | 0.987 | 0.987 | 0.987 | 1.002 | 1.002 | 0.987 | 0.987 | 0.988 | 0.998 | 0.998 | 0.988 | 0.988 | 0.986 | 0.985 | 0.985 | 0.986 | 0.986 | 1.007 | 1.013 | 1.013 | 1.007 | 1.007 | 0.989 | 0.996 | 0.996 | 0.989 | 0.989 | 0.987 | 0.985 | 0.985 | 0.987 | 0.987
Glenough Windfarm | GU1 | GU_401250 | CAUTEEN | 110 | 0.97 | 0.976 | 0.976 | 0.97 | 0.97 | 0.968 | 0.973 | 0.973 | 0.968 | 0.968 | 0.967 | 0.971 | 0.971 | 0.967 | 0.967 | 0.968 | 0.972 | 0.972 | 0.968 | 0.968 | 0.966 | 0.971 | 0.971 | 0.966 | 0.966 | 0.974 | 0.976 | 0.976 | 0.974 | 0.974 | 0.98 | 0.996 | 0.996 | 0.98 | 0.98 | 0.979 | 0.993 | 0.993 | 0.979 | 0.979 | 0.978 | 0.98 | 0.98 | 0.978 | 0.978 | 0.997 | 1.009 | 1.009 | 0.997 | 0.997 | 0.978 | 0.989 | 0.989 | 0.978 | 0.978 | 0.977 | 0.977 | 0.977 | 0.977 | 0.977
Grouselodge Windfarm (Gen Unit) | GW1 | GU_401090 | RATHKEAL | 110 | 0.971 | 0.975 | 0.975 | 0.971 | 0.971 | 0.968 | 0.972 | 0.972 | 0.968 | 0.968 | 0.967 | 0.97 | 0.97 | 0.967 | 0.967 | 0.967 | 0.97 | 0.97 | 0.967 | 0.967 | 0.965 | 0.969 | 0.969 | 0.965 | 0.965 | 0.974 | 0.976 | 0.976 | 0.974 | 0.974 | 0.983 | 1.001 | 1.001 | 0.983 | 0.983 | 0.981 | 0.996 | 0.996 | 0.981 | 0.981 | 0.982 | 0.984 | 0.984 | 0.982 | 0.982 | 0.998 | 1.011 | 1.011 | 0.998 | 0.998 | 0.979 | 0.992 | 0.992 | 0.979 | 0.979 | 0.978 | 0.978 | 0.978 | 0.978 | 0.978
Glencarbry Windfarm | GY1 | GU_404470 | CAUTEEN | 110 | 0.97 | 0.976 | 0.976 | 0.97 | 0.97 | 0.968 | 0.973 | 0.973 | 0.968 | 0.968 | 0.967 | 0.971 | 0.971 | 0.967 | 0.967 | 0.968 | 0.972 | 0.972 | 0.968 | 0.968 | 0.966 | 0.971 | 0.971 | 0.966 | 0.966 | 0.974 | 0.976 | 0.976 | 0.974 | 0.974 | 0.98 | 0.996 | 0.996 | 0.98 | 0.98 | 0.979 | 0.993 | 0.993 | 0.979 | 0.979 | 0.978 | 0.98 | 0.98 | 0.978 | 0.978 | 0.997 | 1.009 | 1.009 | 0.997 | 0.997 | 0.978 | 0.989 | 0.989 | 0.978 | 0.978 | 0.977 | 0.977 | 0.977 | 0.977 | 0.977
VPL Generation Unit | HN2 | GU_400540 | HUNTSTOW | 220 | 1.006 | 1.002 | 1.002 | 1.006 | 1.006 | 1.007 | 1.002 | 1.002 | 1.007 | 1.007 | 1.006 | 1.002 | 1.002 | 1.006 | 1.006 | 1.007 | 1.003 | 1.003 | 1.007 | 1.007 | 1.007 | 1.002 | 1.002 | 1.007 | 1.007 | 1.005 | 1.002 | 1.002 | 1.005 | 1.005 | 1.005 | 1.018 | 1.018 | 1.005 | 1.005 | 1.004 | 1.013 | 1.013 | 1.004 | 1.004 | 1.006 | 1.002 | 1.002 | 1.006 | 1.006 | 1.018 | 1.025 | 1.025 | 1.018 | 1.018 | 1.005 | 1.012 | 1.012 | 1.005 | 1.005 | 1.007 | 1.003 | 1.003 | 1.007 | 1.007
HPC1 Generation Unit | HNC | GU_400480 | HUNTSTOW | 220 | 1.006 | 1.002 | 1.002 | 1.006 | 1.006 | 1.006 | 1.002 | 1.002 | 1.006 | 1.006 | 1.006 | 1.002 | 1.002 | 1.006 | 1.006 | 1.007 | 1.003 | 1.003 | 1.007 | 1.007 | 1.007 | 1.002 | 1.002 | 1.007 | 1.007 | 1.005 | 1.002 | 1.002 | 1.005 | 1.005 | 1.005 | 1.018 | 1.018 | 1.005 | 1.005 | 1.004 | 1.013 | 1.013 | 1.004 | 1.004 | 1.006 | 1.002 | 1.002 | 1.006 | 1.006 | 1.018 | 1.025 | 1.025 | 1.018 | 1.018 | 1.005 | 1.012 | 1.012 | 1.005 | 1.005 | 1.007 | 1.003 | 1.003 | 1.007 | 1.007
Hortland Solar | HT1 | GU_405100 | DUNFIRTH | 110 | 1.005 | 1.005 | 1.005 | 1.005 | 1.005 | 1.006 | 1.005 | 1.005 | 1.006 | 1.006 | 1.008 | 1.007 | 1.007 | 1.008 | 1.008 | 1.007 | 1.007 | 1.007 | 1.007 | 1.007 | 1.007 | 1.006 | 1.006 | 1.007 | 1.007 | 1.005 | 1.005 | 1.005 | 1.005 | 1.005 | 1.002 | 1.017 | 1.017 | 1.002 | 1.002 | 1 | 1.012 | 1.012 | 1 | 1 | 1.001 | 1 | 1 | 1.001 | 1.001 | 1.019 | 1.028 | 1.028 | 1.019 | 1.019 | 1.004 | 1.014 | 1.014 | 1.004 | 1.004 | 1.001 | 1.001 | 1.001 | 1.001 | 1.001
Gallanstown Solar | IA1 | GU_405120 | GALLANSTOWN | 110 | 1.01 | 1.004 | 1.004 | 1.01 | 1.01 | 1.011 | 1.005 | 1.005 | 1.011 | 1.011 | 1.011 | 1.005 | 1.005 | 1.011 | 1.011 | 1.011 | 1.006 | 1.006 | 1.011 | 1.011 | 1.011 | 1.005 | 1.005 | 1.011 | 1.011 | 1.009 | 1.004 | 1.004 | 1.009 | 1.009 | 1.008 | 1.02 | 1.02 | 1.008 | 1.008 | 1.008 | 1.015 | 1.015 | 1.008 | 1.008 | 1.01 | 1.004 | 1.004 | 1.01 | 1.01 | 1.021 | 1.026 | 1.026 | 1.021 | 1.021 | 1.009 | 1.014 | 1.014 | 1.009 | 1.009 | 1.011 | 1.005 | 1.005 | 1.011 | 1.011
Kylemore BESS | IH1 | GU_403630 | INCHICORE | 110 | 1.006 | 1.002 | 1.002 | 1.006 | 1.006 | 1.006 | 1.002 | 1.002 | 1.006 | 1.006 | 1.006 | 1.003 | 1.003 | 1.006 | 1.006 | 1.007 | 1.003 | 1.003 | 1.007 | 1.007 | 1.006 | 1.002 | 1.002 | 1.006 | 1.006 | 1.005 | 1.002 | 1.002 | 1.005 | 1.005 | 1.004 | 1.018 | 1.018 | 1.004 | 1.004 | 1.005 | 1.014 | 1.014 | 1.005 | 1.005 | 1.006 | 1.003 | 1.003 | 1.006 | 1.006 | 1.019 | 1.026 | 1.026 | 1.019 | 1.019 | 1.005 | 1.013 | 1.013 | 1.005 | 1.005 | 1.007 | 1.003 | 1.003 | 1.007 | 1.007
Indaver - Meath Waste - Generator | IW1 | GU_401230 | DRYBRIDG | 110 | 1.008 | 1.008 | 1.008 | 1.008 | 1.008 | 1.009 | 1.009 | 1.009 | 1.009 | 1.009 | 1.011 | 1.01 | 1.01 | 1.011 | 1.011 | 1.011 | 1.011 | 1.011 | 1.011 | 1.011 | 1.011 | 1.011 | 1.011 | 1.011 | 1.011 | 1.008 | 1.009 | 1.009 | 1.008 | 1.008 | 1.004 | 1.022 | 1.022 | 1.004 | 1.004 | 1.003 | 1.018 | 1.018 | 1.003 | 1.003 | 1.003 | 1.005 | 1.005 | 1.003 | 1.003 | 1.016 | 1.029 | 1.029 | 1.016 | 1.016 | 1.003 | 1.016 | 1.016 | 1.003 | 1.003 | 1.004 | 1.007 | 1.007 | 1.004 | 1.004
Knockacummer Wind Farm | KC1 | GU_401770 | GLENLARA_W | 110 | 0.958 | 0.962 | 0.962 | 0.958 | 0.958 | 0.956 | 0.958 | 0.958 | 0.956 | 0.956 | 0.953 | 0.956 | 0.956 | 0.953 | 0.953 | 0.954 | 0.957 | 0.957 | 0.954 | 0.954 | 0.952 | 0.956 | 0.956 | 0.952 | 0.952 | 0.96 | 0.962 | 0.962 | 0.96 | 0.96 | 0.968 | 0.985 | 0.985 | 0.968 | 0.968 | 0.968 | 0.982 | 0.982 | 0.968 | 0.968 | 0.968 | 0.969 | 0.969 | 0.968 | 0.968 | 0.985 | 0.997 | 0.997 | 0.985 | 0.985 | 0.966 | 0.977 | 0.977 | 0.966 | 0.966 | 0.966 | 0.964 | 0.964 | 0.966 | 0.966
Knockalassa Windfarm | KD1 | GU_403940 | SLIEVECALLAN | 110 | 0.972 | 0.976 | 0.976 | 0.972 | 0.972 | 0.97 | 0.974 | 0.974 | 0.97 | 0.97 | 0.968 | 0.972 | 0.972 | 0.968 | 0.968 | 0.969 | 0.972 | 0.972 | 0.969 | 0.969 | 0.967 | 0.971 | 0.971 | 0.967 | 0.967 | 0.974 | 0.976 | 0.976 | 0.974 | 0.974 | 0.982 | 0.998 | 0.998 | 0.982 | 0.982 | 0.98 | 0.994 | 0.994 | 0.98 | 0.98 | 0.98 | 0.982 | 0.982 | 0.98 | 0.98 | 0.996 | 1.009 | 1.009 | 0.996 | 0.996 | 0.979 | 0.99 | 0.99 | 0.979 | 0.979 | 0.978 | 0.978 | 0.978 | 0.978 | 0.978
Killala Windfarm | KF1 | GU_403750 | TAWNAGHM | 110 | 0.953 | 0.97 | 0.97 | 0.953 | 0.953 | 0.954 | 0.97 | 0.97 | 0.954 | 0.954 | 0.951 | 0.964 | 0.964 | 0.951 | 0.951 | 0.951 | 0.964 | 0.964 | 0.951 | 0.951 | 0.951 | 0.964 | 0.964 | 0.951 | 0.951 | 0.949 | 0.964 | 0.964 | 0.949 | 0.949 | 0.946 | 0.973 | 0.973 | 0.946 | 0.946 | 0.944 | 0.969 | 0.969 | 0.944 | 0.944 | 0.943 | 0.956 | 0.956 | 0.943 | 0.943 | 0.958 | 0.982 | 0.982 | 0.958 | 0.958 | 0.942 | 0.964 | 0.964 | 0.942 | 0.942 | 0.942 | 0.955 | 0.955 | 0.942 | 0.942
Killala Battery | KF2 | GU_404550 | TAWNAGHM | 110 | 0.953 | 0.97 | 0.97 | 0.953 | 0.953 | 0.954 | 0.97 | 0.97 | 0.954 | 0.954 | 0.951 | 0.964 | 0.964 | 0.951 | 0.951 | 0.951 | 0.964 | 0.964 | 0.951 | 0.951 | 0.951 | 0.964 | 0.964 | 0.951 | 0.951 | 0.949 | 0.964 | 0.964 | 0.949 | 0.949 | 0.946 | 0.973 | 0.973 | 0.946 | 0.946 | 0.944 | 0.969 | 0.969 | 0.944 | 0.944 | 0.943 | 0.956 | 0.956 | 0.943 | 0.943 | 0.958 | 0.982 | 0.982 | 0.958 | 0.958 | 0.942 | 0.964 | 0.964 | 0.942 | 0.942 | 0.942 | 0.955 | 0.955 | 0.942 | 0.942
Dunneil Windfarm (Kingsmountain Phase 2) | KG2 | GU_400021 | CUNGHILL | 110 | 0.976 | 0.975 | 0.975 | 0.976 | 0.976 | 0.976 | 0.98 | 0.98 | 0.976 | 0.976 | 0.967 | 0.98 | 0.98 | 0.967 | 0.967 | 0.967 | 0.98 | 0.98 | 0.967 | 0.967 | 0.968 | 0.98 | 0.98 | 0.968 | 0.968 | 0.973 | 0.976 | 0.976 | 0.973 | 0.973 | 0.961 | 0.992 | 0.992 | 0.961 | 0.961 | 0.959 | 0.988 | 0.988 | 0.959 | 0.959 | 0.958 | 0.974 | 0.974 | 0.958 | 0.958 | 0.971 | 1 | 1 | 0.971 | 0.971 | 0.957 | 0.983 | 0.983 | 0.957 | 0.957 | 0.957 | 0.976 | 0.976 | 0.957 | 0.957
Kingsmountain Generator Unit | KGM | GU_400020 | CUNGHILL | 110 | 0.976 | 0.975 | 0.975 | 0.976 | 0.976 | 0.976 | 0.98 | 0.98 | 0.976 | 0.976 | 0.967 | 0.98 | 0.98 | 0.967 | 0.967 | 0.967 | 0.98 | 0.98 | 0.967 | 0.967 | 0.968 | 0.98 | 0.98 | 0.968 | 0.968 | 0.973 | 0.976 | 0.976 | 0.973 | 0.973 | 0.961 | 0.992 | 0.992 | 0.961 | 0.961 | 0.959 | 0.988 | 0.988 | 0.959 | 0.959 | 0.958 | 0.974 | 0.974 | 0.958 | 0.958 | 0.971 | 1 | 1 | 0.971 | 0.971 | 0.957 | 0.983 | 0.983 | 0.957 | 0.957 | 0.957 | 0.976 | 0.976 | 0.957 | 0.957
Kill Hill Wind Farm Limited | KH1 | GU_401780 | KILL HILL | 110 | 0.976 | 0.983 | 0.983 | 0.976 | 0.976 | 0.976 | 0.98 | 0.98 | 0.976 | 0.976 | 0.976 | 0.98 | 0.98 | 0.976 | 0.976 | 0.977 | 0.981 | 0.981 | 0.977 | 0.977 | 0.975 | 0.98 | 0.98 | 0.975 | 0.975 | 0.981 | 0.984 | 0.984 | 0.981 | 0.981 | 0.984 | 1.002 | 1.002 | 0.984 | 0.984 | 0.983 | 0.998 | 0.998 | 0.983 | 0.983 | 0.982 | 0.985 | 0.985 | 0.982 | 0.982 | 1.002 | 1.014 | 1.014 | 1.002 | 1.002 | 0.983 | 0.995 | 0.995 | 0.983 | 0.983 | 0.981 | 0.984 | 0.984 | 0.981 | 0.981
Cloghanaleskirt Windfarm | KI1 | GU_402280 | CLOGHBOO | 110 | 0.965 | 0.968 | 0.968 | 0.965 | 0.965 | 0.963 | 0.965 | 0.965 | 0.963 | 0.963 | 0.961 | 0.963 | 0.963 | 0.961 | 0.961 | 0.961 | 0.963 | 0.963 | 0.961 | 0.961 | 0.959 | 0.962 | 0.962 | 0.959 | 0.959 | 0.967 | 0.968 | 0.968 | 0.967 | 0.967 | 0.977 | 0.993 | 0.993 | 0.977 | 0.977 | 0.976 | 0.988 | 0.988 | 0.976 | 0.976 | 0.976 | 0.977 | 0.977 | 0.976 | 0.976 | 0.992 | 1.003 | 1.003 | 0.992 | 0.992 | 0.975 | 0.985 | 0.985 | 0.975 | 0.975 | 0.973 | 0.971 | 0.971 | 0.973 | 0.973
Knock South Windfarm | KK1 | GU_401140 | GALWAY | 110 | 0.978 | 0.982 | 0.982 | 0.978 | 0.978 | 0.977 | 0.981 | 0.981 | 0.977 | 0.977 | 0.975 | 0.979 | 0.979 | 0.975 | 0.975 | 0.975 | 0.979 | 0.979 | 0.975 | 0.975 | 0.973 | 0.977 | 0.977 | 0.973 | 0.973 | 0.977 | 0.98 | 0.98 | 0.977 | 0.977 | 0.983 | 1 | 1 | 0.983 | 0.983 | 0.981 | 0.995 | 0.995 | 0.981 | 0.981 | 0.981 | 0.983 | 0.983 | 0.981 | 0.981 | 0.996 | 1.009 | 1.009 | 0.996 | 0.996 | 0.98 | 0.991 | 0.991 | 0.98 | 0.98 | 0.979 | 0.981 | 0.981 | 0.979 | 0.979
Knocknagoum Windfarm Limited | KM1 | GU_401350 | REAMORE | 110 | 0.964 | 0.97 | 0.97 | 0.964 | 0.964 | 0.962 | 0.967 | 0.967 | 0.962 | 0.962 | 0.96 | 0.964 | 0.964 | 0.96 | 0.96 | 0.961 | 0.965 | 0.965 | 0.961 | 0.961 | 0.958 | 0.964 | 0.964 | 0.958 | 0.958 | 0.966 | 0.97 | 0.97 | 0.966 | 0.966 | 0.976 | 0.991 | 0.991 | 0.976 | 0.976 | 0.974 | 0.988 | 0.988 | 0.974 | 0.974 | 0.974 | 0.975 | 0.975 | 0.974 | 0.974 | 0.991 | 1.002 | 1.002 | 0.991 | 0.991 | 0.972 | 0.983 | 0.983 | 0.972 | 0.972 | 0.97 | 0.97 | 0.97 | 0.97 | 0.97
Knocknatallig Windfarm | KQ1 | GU_403930 | CHARLEVI | 110 | 0.967 | 0.973 | 0.973 | 0.967 | 0.967 | 0.966 | 0.969 | 0.969 | 0.966 | 0.966 | 0.964 | 0.967 | 0.967 | 0.964 | 0.964 | 0.965 | 0.968 | 0.968 | 0.965 | 0.965 | 0.962 | 0.968 | 0.968 | 0.962 | 0.962 | 0.972 | 0.974 | 0.974 | 0.972 | 0.972 | 0.978 | 0.993 | 0.993 | 0.978 | 0.978 | 0.978 | 0.992 | 0.992 | 0.978 | 0.978 | 0.976 | 0.978 | 0.978 | 0.976 | 0.976 | 0.996 | 1.008 | 1.008 | 0.996 | 0.996 | 0.975 | 0.986 | 0.986 | 0.975 | 0.975 | 0.976 | 0.975 | 0.975 | 0.976 | 0.976
Knockalough WFPS | KU1 | GU_403380 | KNOCKANNY | 110 | 0.953 | 0.967 | 0.967 | 0.953 | 0.953 | 0.954 | 0.969 | 0.969 | 0.954 | 0.954 | 0.949 | 0.963 | 0.963 | 0.949 | 0.949 | 0.949 | 0.963 | 0.963 | 0.949 | 0.949 | 0.949 | 0.962 | 0.962 | 0.949 | 0.949 | 0.948 | 0.962 | 0.962 | 0.948 | 0.948 | 0.944 | 0.973 | 0.973 | 0.944 | 0.944 | 0.942 | 0.968 | 0.968 | 0.942 | 0.942 | 0.941 | 0.955 | 0.955 | 0.941 | 0.941 | 0.956 | 0.981 | 0.981 | 0.956 | 0.956 | 0.94 | 0.964 | 0.964 | 0.94 | 0.94 | 0.94 | 0.955 | 0.955 | 0.94 | 0.94
Kilaveenoge 1 WF | KV1 | GU_401950 | DUNMANWAY | 110 | 0.957 | 0.963 | 0.963 | 0.957 | 0.957 | 0.956 | 0.959 | 0.959 | 0.956 | 0.956 | 0.954 | 0.957 | 0.957 | 0.954 | 0.954 | 0.955 | 0.958 | 0.958 | 0.955 | 0.955 | 0.952 | 0.958 | 0.958 | 0.952 | 0.952 | 0.962 | 0.964 | 0.964 | 0.962 | 0.962 | 0.967 | 0.984 | 0.984 | 0.967 | 0.967 | 0.968 | 0.983 | 0.983 | 0.968 | 0.968 | 0.966 | 0.968 | 0.968 | 0.966 | 0.966 | 0.986 | 0.999 | 0.999 | 0.986 | 0.986 | 0.965 | 0.977 | 0.977 | 0.965 | 0.965 | 0.966 | 0.966 | 0.966 | 0.966 | 0.966
Knockawarriga 1 Windfarm | KW1 | GU_400630 | TRIEN | 110 | 0.968 | 0.97 | 0.97 | 0.968 | 0.968 | 0.965 | 0.967 | 0.967 | 0.965 | 0.965 | 0.963 | 0.964 | 0.964 | 0.963 | 0.963 | 0.964 | 0.964 | 0.964 | 0.964 | 0.964 | 0.961 | 0.963 | 0.963 | 0.961 | 0.961 | 0.969 | 0.969 | 0.969 | 0.969 | 0.969 | 0.979 | 0.994 | 0.994 | 0.979 | 0.979 | 0.978 | 0.99 | 0.99 | 0.978 | 0.978 | 0.978 | 0.978 | 0.978 | 0.978 | 0.978 | 0.994 | 1.005 | 1.005 | 0.994 | 0.994 | 0.977 | 0.987 | 0.987 | 0.977 | 0.977 | 0.975 | 0.973 | 0.973 | 0.975 | 0.975
Knockawarriga 2 Windfarm | KW2 | GU_404290 | TRIEN | 110 | 0.966 | 0.97 | 0.97 | 0.966 | 0.966 | 0.964 | 0.967 | 0.967 | 0.964 | 0.964 | 0.962 | 0.965 | 0.965 | 0.962 | 0.962 | 0.963 | 0.965 | 0.965 | 0.963 | 0.963 | 0.96 | 0.964 | 0.964 | 0.96 | 0.96 | 0.968 | 0.97 | 0.97 | 0.968 | 0.968 | 0.98 | 0.996 | 0.996 | 0.98 | 0.98 | 0.978 | 0.991 | 0.991 | 0.978 | 0.978 | 0.978 | 0.979 | 0.979 | 0.978 | 0.978 | 0.994 | 1.006 | 1.006 | 0.994 | 0.994 | 0.976 | 0.987 | 0.987 | 0.976 | 0.976 | 0.974 | 0.973 | 0.973 | 0.974 | 0.974
Kelwin 1 Windfarm | KZ1 | GU_402300 | KILPADOGGE | 110 | 0.969 | 0.971 | 0.971 | 0.969 | 0.969 | 0.966 | 0.968 | 0.968 | 0.966 | 0.966 | 0.964 | 0.965 | 0.965 | 0.964 | 0.964 | 0.964 | 0.965 | 0.965 | 0.964 | 0.964 | 0.962 | 0.964 | 0.964 | 0.962 | 0.962 | 0.97 | 0.97 | 0.97 | 0.97 | 0.97 | 0.981 | 0.996 | 0.996 | 0.981 | 0.981 | 0.979 | 0.991 | 0.991 | 0.979 | 0.979 | 0.98 | 0.98 | 0.98 | 0.98 | 0.98 | 0.996 | 1.007 | 1.007 | 0.996 | 0.996 | 0.979 | 0.988 | 0.988 | 0.979 | 0.979 | 0.977 | 0.974 | 0.974 | 0.977 | 0.977
Kelwin 3 Diesel Unit | KZ3 | GU_403000 | KILPADOGGE | 110 | 0.969 | 0.971 | 0.971 | 0.969 | 0.969 | 0.966 | 0.968 | 0.968 | 0.966 | 0.966 | 0.964 | 0.965 | 0.965 | 0.964 | 0.964 | 0.964 | 0.965 | 0.965 | 0.964 | 0.964 | 0.962 | 0.964 | 0.964 | 0.962 | 0.962 | 0.97 | 0.97 | 0.97 | 0.97 | 0.97 | 0.981 | 0.996 | 0.996 | 0.981 | 0.981 | 0.979 | 0.991 | 0.991 | 0.979 | 0.979 | 0.98 | 0.98 | 0.98 | 0.98 | 0.98 | 0.996 | 1.007 | 1.007 | 0.996 | 0.996 | 0.979 | 0.988 | 0.988 | 0.979 | 0.979 | 0.977 | 0.974 | 0.974 | 0.977 | 0.977
Kelwin 4 Battery | KZ4 | GU_404520 | KILPADOGGE | 110 | 0.969 | 0.971 | 0.971 | 0.969 | 0.969 | 0.966 | 0.968 | 0.968 | 0.966 | 0.966 | 0.964 | 0.965 | 0.965 | 0.964 | 0.964 | 0.964 | 0.965 | 0.965 | 0.964 | 0.964 | 0.962 | 0.964 | 0.964 | 0.962 | 0.962 | 0.97 | 0.97 | 0.97 | 0.97 | 0.97 | 0.981 | 0.996 | 0.996 | 0.981 | 0.981 | 0.979 | 0.991 | 0.991 | 0.979 | 0.979 | 0.98 | 0.98 | 0.98 | 0.98 | 0.98 | 0.996 | 1.007 | 1.007 | 0.996 | 0.996 | 0.979 | 0.988 | 0.988 | 0.979 | 0.979 | 0.977 | 0.974 | 0.974 | 0.977 | 0.977
Inniscarra (Lee unit 1) Generator Unit | LE1 | GU_400280 | INISCARR | 110 | 0.964 | 0.967 | 0.967 | 0.964 | 0.964 | 0.962 | 0.962 | 0.962 | 0.962 | 0.962 | 0.96 | 0.959 | 0.959 | 0.96 | 0.96 | 0.961 | 0.961 | 0.961 | 0.961 | 0.961 | 0.958 | 0.961 | 0.961 | 0.958 | 0.958 | 0.969 | 0.968 | 0.968 | 0.969 | 0.969 | 0.973 | 0.988 | 0.988 | 0.973 | 0.973 | 0.976 | 0.987 | 0.987 | 0.976 | 0.976 | 0.972 | 0.973 | 0.973 | 0.972 | 0.972 | 0.995 | 1.003 | 1.003 | 0.995 | 0.995 | 0.973 | 0.981 | 0.981 | 0.973 | 0.973 | 0.973 | 0.97 | 0.97 | 0.973 | 0.973
Lee unit 2 Generator Unit | LE2 | GU_400281 | INISCARR | 110 | 0.964 | 0.967 | 0.967 | 0.964 | 0.964 | 0.962 | 0.962 | 0.962 | 0.962 | 0.962 | 0.96 | 0.959 | 0.959 | 0.96 | 0.96 | 0.961 | 0.961 | 0.961 | 0.961 | 0.961 | 0.958 | 0.961 | 0.961 | 0.958 | 0.958 | 0.969 | 0.968 | 0.968 | 0.969 | 0.969 | 0.973 | 0.988 | 0.988 | 0.973 | 0.973 | 0.976 | 0.987 | 0.987 | 0.976 | 0.976 | 0.972 | 0.973 | 0.973 | 0.972 | 0.972 | 0.995 | 1.003 | 1.003 | 0.995 | 0.995 | 0.973 | 0.981 | 0.981 | 0.973 | 0.973 | 0.973 | 0.97 | 0.97 | 0.973 | 0.973
Carrigadrohid Generator Unit | LE3 | GU_400290 | CARRIGAD | 110 | 0.96 | 0.964 | 0.964 | 0.96 | 0.96 | 0.958 | 0.96 | 0.96 | 0.958 | 0.958 | 0.956 | 0.958 | 0.958 | 0.956 | 0.956 | 0.957 | 0.959 | 0.959 | 0.957 | 0.957 | 0.954 | 0.958 | 0.958 | 0.954 | 0.954 | 0.964 | 0.965 | 0.965 | 0.964 | 0.964 | 0.97 | 0.986 | 0.986 | 0.97 | 0.97 | 0.971 | 0.984 | 0.984 | 0.971 | 0.971 | 0.969 | 0.97 | 0.97 | 0.969 | 0.969 | 0.989 | 1 | 1 | 0.989 | 0.989 | 0.968 | 0.979 | 0.979 | 0.968 | 0.968 | 0.969 | 0.967 | 0.967 | 0.969 | 0.969
Lisdrumdoagh BESS | LF1 | GU_404900 | LISDRUM | 110 | 1.003 | 1.008 | 1.008 | 1.003 | 1.003 | 1.004 | 1.01 | 1.01 | 1.004 | 1.004 | 1.007 | 1.012 | 1.012 | 1.007 | 1.007 | 1.006 | 1.011 | 1.011 | 1.006 | 1.006 | 1.008 | 1.012 | 1.012 | 1.008 | 1.008 | 1.003 | 1.008 | 1.008 | 1.003 | 1.003 | 0.997 | 1.022 | 1.022 | 0.997 | 0.997 | 0.996 | 1.018 | 1.018 | 0.996 | 0.996 | 0.995 | 1.005 | 1.005 | 0.995 | 0.995 | 1.008 | 1.03 | 1.03 | 1.008 | 1.008 | 0.995 | 1.015 | 1.015 | 0.995 | 0.995 | 0.995 | 1.007 | 1.007 | 0.995 | 0.995
Leitir Guingaid Wind Farm phase 1 | LG1 | GU_401500 | SALTHILL | 110 | 0.978 | 0.982 | 0.982 | 0.978 | 0.978 | 0.977 | 0.981 | 0.981 | 0.977 | 0.977 | 0.975 | 0.979 | 0.979 | 0.975 | 0.975 | 0.975 | 0.979 | 0.979 | 0.975 | 0.975 | 0.973 | 0.977 | 0.977 | 0.973 | 0.973 | 0.977 | 0.98 | 0.98 | 0.977 | 0.977 | 0.982 | 1 | 1 | 0.982 | 0.982 | 0.98 | 0.995 | 0.995 | 0.98 | 0.98 | 0.981 | 0.983 | 0.983 | 0.981 | 0.981 | 0.995 | 1.009 | 1.009 | 0.995 | 0.995 | 0.98 | 0.991 | 0.991 | 0.98 | 0.98 | 0.979 | 0.981 | 0.981 | 0.979 | 0.979
Liffey 1 Generator Unit | LI1 | GU_400250 | POLLAPHU | 110 | 0.991 | 0.989 | 0.989 | 0.991 | 0.991 | 0.993 | 0.985 | 0.985 | 0.993 | 0.993 | 0.993 | 0.985 | 0.985 | 0.993 | 0.993 | 0.995 | 0.986 | 0.986 | 0.995 | 0.995 | 0.992 | 0.986 | 0.986 | 0.992 | 0.992 | 0.996 | 0.991 | 0.991 | 0.996 | 0.996 | 0.993 | 1.008 | 1.008 | 0.993 | 0.993 | 0.992 | 1.004 | 1.004 | 0.992 | 0.992 | 0.991 | 0.991 | 0.991 | 0.991 | 0.991 | 1.011 | 1.019 | 1.019 | 1.011 | 1.011 | 0.994 | 1.002 | 1.002 | 0.994 | 0.994 | 0.991 | 0.99 | 0.99 | 0.991 | 0.991
Liffey 2 Generator Unit | LI2 | GU_400251 | POLLAPHU | 110 | 0.991 | 0.989 | 0.989 | 0.991 | 0.991 | 0.993 | 0.985 | 0.985 | 0.993 | 0.993 | 0.993 | 0.985 | 0.985 | 0.993 | 0.993 | 0.995 | 0.986 | 0.986 | 0.995 | 0.995 | 0.992 | 0.986 | 0.986 | 0.992 | 0.992 | 0.996 | 0.991 | 0.991 | 0.996 | 0.996 | 0.993 | 1.008 | 1.008 | 0.993 | 0.993 | 0.992 | 1.004 | 1.004 | 0.992 | 0.992 | 0.991 | 0.991 | 0.991 | 0.991 | 0.991 | 1.011 | 1.019 | 1.019 | 1.011 | 1.011 | 0.994 | 1.002 | 1.002 | 0.994 | 0.994 | 0.991 | 0.99 | 0.99 | 0.991 | 0.991
Liffey 3 Hydro Unit | LI3 | GU_401220 | POLLAPHU | 110 | 0.991 | 0.989 | 0.989 | 0.991 | 0.991 | 0.993 | 0.985 | 0.985 | 0.993 | 0.993 | 0.993 | 0.985 | 0.985 | 0.993 | 0.993 | 0.995 | 0.986 | 0.986 | 0.995 | 0.995 | 0.992 | 0.986 | 0.986 | 0.992 | 0.992 | 0.996 | 0.991 | 0.991 | 0.996 | 0.996 | 0.993 | 1.008 | 1.008 | 0.993 | 0.993 | 0.992 | 1.004 | 1.004 | 0.992 | 0.992 | 0.991 | 0.991 | 0.991 | 0.991 | 0.991 | 1.011 | 1.019 | 1.019 | 1.011 | 1.011 | 0.994 | 1.002 | 1.002 | 0.994 | 0.994 | 0.991 | 0.99 | 0.99 | 0.991 | 0.991
Liffey 4 Generator Unit | LI4 | GU_400252 | POLLAPHU | 110 | 0.991 | 0.989 | 0.989 | 0.991 | 0.991 | 0.993 | 0.985 | 0.985 | 0.993 | 0.993 | 0.993 | 0.985 | 0.985 | 0.993 | 0.993 | 0.995 | 0.986 | 0.986 | 0.995 | 0.995 | 0.992 | 0.986 | 0.986 | 0.992 | 0.992 | 0.996 | 0.991 | 0.991 | 0.996 | 0.996 | 0.993 | 1.008 | 1.008 | 0.993 | 0.993 | 0.992 | 1.004 | 1.004 | 0.992 | 0.992 | 0.991 | 0.991 | 0.991 | 0.991 | 0.991 | 1.011 | 1.019 | 1.019 | 1.011 | 1.011 | 0.994 | 1.002 | 1.002 | 0.994 | 0.994 | 0.991 | 0.99 | 0.99 | 0.991 | 0.991
Liffey 5 Generator Unit | LI5 | GU_400260 | POLLAPHU | 110 | 0.991 | 0.989 | 0.989 | 0.991 | 0.991 | 0.993 | 0.985 | 0.985 | 0.993 | 0.993 | 0.993 | 0.985 | 0.985 | 0.993 | 0.993 | 0.995 | 0.986 | 0.986 | 0.995 | 0.995 | 0.992 | 0.986 | 0.986 | 0.992 | 0.992 | 0.996 | 0.991 | 0.991 | 0.996 | 0.996 | 0.993 | 1.008 | 1.008 | 0.993 | 0.993 | 0.992 | 1.004 | 1.004 | 0.992 | 0.992 | 0.991 | 0.991 | 0.991 | 0.991 | 0.991 | 1.011 | 1.019 | 1.019 | 1.011 | 1.011 | 0.994 | 1.002 | 1.002 | 0.994 | 0.994 | 0.991 | 0.99 | 0.99 | 0.991 | 0.991
Leanamore Windfarm | LM1 | GU_402210 | KILPADOGGE | 110 | 0.969 | 0.971 | 0.971 | 0.969 | 0.969 | 0.966 | 0.968 | 0.968 | 0.966 | 0.966 | 0.964 | 0.965 | 0.965 | 0.964 | 0.964 | 0.964 | 0.965 | 0.965 | 0.964 | 0.964 | 0.962 | 0.964 | 0.964 | 0.962 | 0.962 | 0.97 | 0.97 | 0.97 | 0.97 | 0.97 | 0.981 | 0.996 | 0.996 | 0.981 | 0.981 | 0.979 | 0.991 | 0.991 | 0.979 | 0.979 | 0.98 | 0.98 | 0.98 | 0.98 | 0.98 | 0.996 | 1.007 | 1.007 | 0.996 | 0.996 | 0.979 | 0.988 | 0.988 | 0.979 | 0.979 | 0.977 | 0.974 | 0.974 | 0.977 | 0.977
Lanesboro | LR4 | GU_400240 | LANESBOR | 110 | 0.993 | 0.998 | 0.998 | 0.993 | 0.993 | 0.993 | 0.998 | 0.998 | 0.993 | 0.993 | 0.994 | 0.998 | 0.998 | 0.994 | 0.994 | 0.994 | 0.998 | 0.998 | 0.994 | 0.994 | 0.994 | 0.998 | 0.998 | 0.994 | 0.994 | 0.994 | 0.998 | 0.998 | 0.994 | 0.994 | 0.997 | 1.016 | 1.016 | 0.997 | 0.997 | 0.995 | 1.011 | 1.011 | 0.995 | 0.995 | 0.995 | 0.999 | 0.999 | 0.995 | 0.995 | 1.011 | 1.026 | 1.026 | 1.011 | 1.011 | 0.996 | 1.01 | 1.01 | 0.996 | 0.996 | 0.994 | 0.999 | 0.999 | 0.994 | 0.994
Lisheen Windfarm Phase 1 | LS1 | GU_400840 | LISHEEN | 110 | 0.972 | 0.98 | 0.98 | 0.972 | 0.972 | 0.972 | 0.979 | 0.979 | 0.972 | 0.972 | 0.972 | 0.978 | 0.978 | 0.972 | 0.972 | 0.973 | 0.979 | 0.979 | 0.973 | 0.973 | 0.971 | 0.979 | 0.979 | 0.971 | 0.971 | 0.976 | 0.982 | 0.982 | 0.976 | 0.976 | 0.979 | 0.999 | 0.999 | 0.979 | 0.979 | 0.978 | 0.995 | 0.995 | 0.978 | 0.978 | 0.976 | 0.982 | 0.982 | 0.976 | 0.976 | 0.996 | 1.011 | 1.011 | 0.996 | 0.996 | 0.978 | 0.992 | 0.992 | 0.978 | 0.978 | 0.976 | 0.981 | 0.981 | 0.976 | 0.976
Lisheen Wind Farm 2 Ltd | LS2 | GU_401750 | LISHEEN | 110 | 0.972 | 0.98 | 0.98 | 0.972 | 0.972 | 0.972 | 0.979 | 0.979 | 0.972 | 0.972 | 0.972 | 0.978 | 0.978 | 0.972 | 0.972 | 0.973 | 0.979 | 0.979 | 0.973 | 0.973 | 0.971 | 0.979 | 0.979 | 0.971 | 0.971 | 0.976 | 0.982 | 0.982 | 0.976 | 0.976 | 0.979 | 0.999 | 0.999 | 0.979 | 0.979 | 0.978 | 0.995 | 0.995 | 0.978 | 0.978 | 0.976 | 0.982 | 0.982 | 0.976 | 0.976 | 0.996 | 1.011 | 1.011 | 0.996 | 0.996 | 0.978 | 0.992 | 0.992 | 0.978 | 0.978 | 0.976 | 0.981 | 0.981 | 0.976 | 0.976
Lumcloon Battery 1 | LU1 | GU_404360 | DERRYCARNEY | 110 | 0.989 | 0.993 | 0.993 | 0.989 | 0.989 | 0.989 | 0.992 | 0.992 | 0.989 | 0.989 | 0.99 | 0.993 | 0.993 | 0.99 | 0.99 | 0.99 | 0.993 | 0.993 | 0.99 | 0.99 | 0.988 | 0.992 | 0.992 | 0.988 | 0.988 | 0.991 | 0.994 | 0.994 | 0.991 | 0.991 | 0.993 | 1.011 | 1.011 | 0.993 | 0.993 | 0.991 | 1.006 | 1.006 | 0.991 | 0.991 | 0.991 | 0.994 | 0.994 | 0.991 | 0.991 | 1.012 | 1.024 | 1.024 | 1.012 | 1.012 | 0.995 | 1.007 | 1.007 | 0.995 | 0.995 | 0.991 | 0.993 | 0.993 | 0.991 | 0.991
Lumcloon Battery 2 | LU2 | GU_404370 | DERRYCARNEY | 110 | 0.989 | 0.993 | 0.993 | 0.989 | 0.989 | 0.989 | 0.992 | 0.992 | 0.989 | 0.989 | 0.99 | 0.993 | 0.993 | 0.99 | 0.99 | 0.99 | 0.993 | 0.993 | 0.99 | 0.99 | 0.988 | 0.992 | 0.992 | 0.988 | 0.988 | 0.991 | 0.994 | 0.994 | 0.991 | 0.991 | 0.993 | 1.011 | 1.011 | 0.993 | 0.993 | 0.991 | 1.006 | 1.006 | 0.991 | 0.991 | 0.991 | 0.994 | 0.994 | 0.991 | 0.991 | 1.012 | 1.024 | 1.024 | 1.012 | 1.012 | 0.995 | 1.007 | 1.007 | 0.995 | 0.995 | 0.991 | 0.993 | 0.993 | 0.991 | 0.991
Lissycasey Windfarm | LY1 | GU_403950 | BOOLTIAG | 110 | 0.968 | 0.972 | 0.972 | 0.968 | 0.968 | 0.966 | 0.969 | 0.969 | 0.966 | 0.966 | 0.964 | 0.967 | 0.967 | 0.964 | 0.964 | 0.965 | 0.967 | 0.967 | 0.965 | 0.965 | 0.962 | 0.966 | 0.966 | 0.962 | 0.962 | 0.97 | 0.971 | 0.971 | 0.97 | 0.97 | 0.979 | 0.995 | 0.995 | 0.979 | 0.979 | 0.977 | 0.991 | 0.991 | 0.977 | 0.977 | 0.978 | 0.979 | 0.979 | 0.978 | 0.978 | 0.994 | 1.006 | 1.006 | 0.994 | 0.994 | 0.977 | 0.987 | 0.987 | 0.977 | 0.977 | 0.975 | 0.974 | 0.974 | 0.975 | 0.975
Mulreavy Windfarm | MB1 | GU_401930 | MULREAVY | 110 | 0.969 | 0.977 | 0.977 | 0.969 | 0.969 | 0.97 | 0.978 | 0.978 | 0.97 | 0.97 | 0.971 | 0.978 | 0.978 | 0.971 | 0.971 | 0.97 | 0.977 | 0.977 | 0.97 | 0.97 | 0.974 | 0.979 | 0.979 | 0.974 | 0.974 | 0.971 | 0.978 | 0.978 | 0.971 | 0.971 | 0.969 | 0.993 | 0.993 | 0.969 | 0.969 | 0.969 | 0.992 | 0.992 | 0.969 | 0.969 | 0.967 | 0.978 | 0.978 | 0.967 | 0.967 | 0.981 | 1.005 | 1.005 | 0.981 | 0.981 | 0.966 | 0.987 | 0.987 | 0.966 | 0.966 | 0.965 | 0.977 | 0.977 | 0.965 | 0.965
Meenadreen South 2 Windfarm | MB2 | GU_401920 | MULREAVY | 110 | 0.969 | 0.977 | 0.977 | 0.969 | 0.969 | 0.97 | 0.978 | 0.978 | 0.97 | 0.97 | 0.971 | 0.978 | 0.978 | 0.971 | 0.971 | 0.97 | 0.977 | 0.977 | 0.97 | 0.97 | 0.974 | 0.979 | 0.979 | 0.974 | 0.974 | 0.971 | 0.978 | 0.978 | 0.971 | 0.971 | 0.969 | 0.993 | 0.993 | 0.969 | 0.969 | 0.969 | 0.992 | 0.992 | 0.969 | 0.969 | 0.967 | 0.978 | 0.978 | 0.967 | 0.967 | 0.981 | 1.005 | 1.005 | 0.981 | 0.981 | 0.966 | 0.987 | 0.987 | 0.966 | 0.966 | 0.965 | 0.977 | 0.977 | 0.965 | 0.965
Airoshin Generator Unit | MC1 | GU_400610 | BINBANE | 110 | 0.965 | 0.975 | 0.975 | 0.965 | 0.965 | 0.966 | 0.976 | 0.976 | 0.966 | 0.966 | 0.968 | 0.977 | 0.977 | 0.968 | 0.968 | 0.966 | 0.975 | 0.975 | 0.966 | 0.966 | 0.97 | 0.978 | 0.978 | 0.97 | 0.97 | 0.967 | 0.976 | 0.976 | 0.967 | 0.967 | 0.966 | 0.991 | 0.991 | 0.966 | 0.966 | 0.966 | 0.989 | 0.989 | 0.966 | 0.966 | 0.964 | 0.975 | 0.975 | 0.964 | 0.964 | 0.978 | 1.002 | 1.002 | 0.978 | 0.978 | 0.963 | 0.984 | 0.984 | 0.963 | 0.963 | 0.962 | 0.974 | 0.974 | 0.962 | 0.962
Meentycat Generator Unit | MCT | GU_400070 | MEENTYCA | 110 | 0.964 | 0.974 | 0.974 | 0.964 | 0.964 | 0.965 | 0.975 | 0.975 | 0.965 | 0.965 | 0.967 | 0.977 | 0.977 | 0.967 | 0.967 | 0.966 | 0.975 | 0.975 | 0.966 | 0.966 | 0.969 | 0.978 | 0.978 | 0.969 | 0.969 | 0.966 | 0.975 | 0.975 | 0.966 | 0.966 | 0.963 | 0.991 | 0.991 | 0.963 | 0.963 | 0.963 | 0.989 | 0.989 | 0.963 | 0.963 | 0.961 | 0.975 | 0.975 | 0.961 | 0.961 | 0.975 | 1.002 | 1.002 | 0.975 | 0.975 | 0.961 | 0.984 | 0.984 | 0.961 | 0.961 | 0.96 | 0.974 | 0.974 | 0.96 | 0.96
Monaincha Wind Farm | MH1 | GU_401540 | IKERRIN | 110 | 0.981 | 0.988 | 0.988 | 0.981 | 0.981 | 0.982 | 0.986 | 0.986 | 0.982 | 0.982 | 0.982 | 0.986 | 0.986 | 0.982 | 0.982 | 0.982 | 0.987 | 0.987 | 0.982 | 0.982 | 0.981 | 0.986 | 0.986 | 0.981 | 0.981 | 0.985 | 0.989 | 0.989 | 0.985 | 0.985 | 0.988 | 1.006 | 1.006 | 0.988 | 0.988 | 0.986 | 1.002 | 1.002 | 0.986 | 0.986 | 0.985 | 0.989 | 0.989 | 0.985 | 0.985 | 1.005 | 1.018 | 1.018 | 1.005 | 1.005 | 0.987 | 1 | 1 | 0.987 | 0.987 | 0.985 | 0.988 | 0.988 | 0.985 | 0.985
Mountain Lodge Wind Farm | ML1 | GU_400620 | RATRUSSA | 110 | 0.995 | 1 | 1 | 0.995 | 0.995 | 0.996 | 1.002 | 1.002 | 0.996 | 0.996 | 0.998 | 1.003 | 1.003 | 0.998 | 0.998 | 0.997 | 1.002 | 1.002 | 0.997 | 0.997 | 0.999 | 1.003 | 1.003 | 0.999 | 0.999 | 0.995 | 1 | 1 | 0.995 | 0.995 | 0.99 | 1.014 | 1.014 | 0.99 | 0.99 | 0.989 | 1.011 | 1.011 | 0.989 | 0.989 | 0.988 | 0.998 | 0.998 | 0.988 | 0.988 | 1.001 | 1.023 | 1.023 | 1.001 | 1.001 | 0.988 | 1.008 | 1.008 | 0.988 | 0.988 | 0.988 | 0.999 | 0.999 | 0.988 | 0.988
Magheramore Windfarm | MM1 | GU_403400 | DALTON | 110 | 0.973 | 0.984 | 0.984 | 0.973 | 0.973 | 0.973 | 0.984 | 0.984 | 0.973 | 0.973 | 0.97 | 0.98 | 0.98 | 0.97 | 0.97 | 0.97 | 0.98 | 0.98 | 0.97 | 0.97 | 0.969 | 0.979 | 0.979 | 0.969 | 0.969 | 0.971 | 0.98 | 0.98 | 0.971 | 0.971 | 0.975 | 0.997 | 0.997 | 0.975 | 0.975 | 0.973 | 0.992 | 0.992 | 0.973 | 0.973 | 0.972 | 0.98 | 0.98 | 0.972 | 0.972 | 0.987 | 1.005 | 1.005 | 0.987 | 0.987 | 0.971 | 0.988 | 0.988 | 0.971 | 0.971 | 0.97 | 0.978 | 0.978 | 0.97 | 0.97
Moanmore Windfarm Generator Unit | MMR | GU_400970 | TULLABRA | 110 | 0.969 | 0.971 | 0.971 | 0.969 | 0.969 | 0.966 | 0.968 | 0.968 | 0.966 | 0.966 | 0.964 | 0.966 | 0.966 | 0.964 | 0.964 | 0.965 | 0.966 | 0.966 | 0.965 | 0.965 | 0.962 | 0.965 | 0.965 | 0.962 | 0.962 | 0.97 | 0.971 | 0.971 | 0.97 | 0.97 | 0.98 | 0.996 | 0.996 | 0.98 | 0.98 | 0.978 | 0.991 | 0.991 | 0.978 | 0.978 | 0.979 | 0.979 | 0.979 | 0.979 | 0.979 | 0.994 | 1.006 | 1.006 | 0.994 | 0.994 | 0.978 | 0.988 | 0.988 | 0.978 | 0.978 | 0.976 | 0.974 | 0.974 | 0.976 | 0.976
Mount Lucas Wind Farm Limited | MO1 | GU_401690 | MOUNTLUC | 110 | 0.98 | 0.984 | 0.984 | 0.98 | 0.98 | 0.981 | 0.985 | 0.985 | 0.981 | 0.981 | 0.986 | 0.989 | 0.989 | 0.986 | 0.986 | 0.983 | 0.987 | 0.987 | 0.983 | 0.983 | 0.982 | 0.985 | 0.985 | 0.982 | 0.982 | 0.981 | 0.985 | 0.985 | 0.981 | 0.981 | 0.981 | 1.002 | 1.002 | 0.981 | 0.981 | 0.977 | 0.994 | 0.994 | 0.977 | 0.977 | 0.977 | 0.982 | 0.982 | 0.977 | 0.977 | 1.012 | 1.025 | 1.025 | 1.012 | 1.012 | 0.995 | 1.009 | 1.009 | 0.995 | 0.995 | 0.977 | 0.982 | 0.982 | 0.977 | 0.977
Moneypoint 1 Generator Unit | MP1 | GU_400270 | MNYPG1 | 400 | 0.974 | 0.975 | 0.975 | 0.974 | 0.974 | 0.971 | 0.972 | 0.972 | 0.971 | 0.971 | 0.97 | 0.97 | 0.97 | 0.97 | 0.97 | 0.97 | 0.97 | 0.97 | 0.97 | 0.97 | 0.967 | 0.969 | 0.969 | 0.967 | 0.967 | 0.974 | 0.974 | 0.974 | 0.974 | 0.974 | 0.984 | 0.999 | 0.999 | 0.984 | 0.984 | 0.983 | 0.994 | 0.994 | 0.983 | 0.983 | 0.984 | 0.983 | 0.983 | 0.984 | 0.984 | 0.999 | 1.009 | 1.009 | 0.999 | 0.999 | 0.983 | 0.991 | 0.991 | 0.983 | 0.983 | 0.981 | 0.977 | 0.977 | 0.981 | 0.981
Moneypoint 2 Generator Unit | MP2 | GU_400271 | MNYPG2 | 400 | 0.974 | 0.975 | 0.975 | 0.974 | 0.974 | 0.971 | 0.972 | 0.972 | 0.971 | 0.971 | 0.97 | 0.97 | 0.97 | 0.97 | 0.97 | 0.97 | 0.97 | 0.97 | 0.97 | 0.97 | 0.967 | 0.969 | 0.969 | 0.967 | 0.967 | 0.974 | 0.974 | 0.974 | 0.974 | 0.974 | 0.984 | 0.999 | 0.999 | 0.984 | 0.984 | 0.983 | 0.994 | 0.994 | 0.983 | 0.983 | 0.984 | 0.983 | 0.983 | 0.984 | 0.984 | 0.999 | 1.009 | 1.009 | 0.999 | 0.999 | 0.983 | 0.991 | 0.991 | 0.983 | 0.983 | 0.981 | 0.977 | 0.977 | 0.981 | 0.981
Moneypoint 3 Generator Unit | MP3 | GU_400272 | MNYPG3 | 400 | 0.974 | 0.975 | 0.975 | 0.974 | 0.974 | 0.971 | 0.972 | 0.972 | 0.971 | 0.971 | 0.97 | 0.97 | 0.97 | 0.97 | 0.97 | 0.97 | 0.97 | 0.97 | 0.97 | 0.97 | 0.967 | 0.969 | 0.969 | 0.967 | 0.967 | 0.974 | 0.974 | 0.974 | 0.974 | 0.974 | 0.984 | 0.999 | 0.999 | 0.984 | 0.984 | 0.983 | 0.994 | 0.994 | 0.983 | 0.983 | 0.984 | 0.983 | 0.983 | 0.984 | 0.984 | 0.999 | 1.009 | 1.009 | 0.999 | 0.999 | 0.983 | 0.991 | 0.991 | 0.983 | 0.983 | 0.981 | 0.977 | 0.977 | 0.981 | 0.981
Moneypoint Windfarm | MP9 | GU_402080 | MONEYPOINT | 110 | 0.969 | 0.971 | 0.971 | 0.969 | 0.969 | 0.967 | 0.968 | 0.968 | 0.967 | 0.967 | 0.965 | 0.966 | 0.966 | 0.965 | 0.965 | 0.965 | 0.966 | 0.966 | 0.965 | 0.965 | 0.962 | 0.965 | 0.965 | 0.962 | 0.962 | 0.97 | 0.97 | 0.97 | 0.97 | 0.97 | 0.981 | 0.996 | 0.996 | 0.981 | 0.981 | 0.979 | 0.992 | 0.992 | 0.979 | 0.979 | 0.98 | 0.98 | 0.98 | 0.98 | 0.98 | 0.996 | 1.007 | 1.007 | 0.996 | 0.996 | 0.979 | 0.988 | 0.988 | 0.979 | 0.979 | 0.977 | 0.974 | 0.974 | 0.977 | 0.977
Mauricetown Windfarm | MR1 | GU_403980 | GLENLARA | 110 | 0.966 | 0.973 | 0.973 | 0.966 | 0.966 | 0.965 | 0.97 | 0.97 | 0.965 | 0.965 | 0.963 | 0.968 | 0.968 | 0.963 | 0.963 | 0.965 | 0.969 | 0.969 | 0.965 | 0.965 | 0.962 | 0.969 | 0.969 | 0.962 | 0.962 | 0.972 | 0.975 | 0.975 | 0.972 | 0.972 | 0.976 | 0.994 | 0.994 | 0.976 | 0.976 | 0.977 | 0.992 | 0.992 | 0.977 | 0.977 | 0.975 | 0.978 | 0.978 | 0.975 | 0.975 | 0.995 | 1.008 | 1.008 | 0.995 | 0.995 | 0.973 | 0.986 | 0.986 | 0.973 | 0.973 | 0.974 | 0.975 | 0.975 | 0.974 | 0.974
Muingnaminnane Generator Unit | MU1 | GU_400960 | TRALEE | 110 | 0.965 | 0.971 | 0.971 | 0.965 | 0.965 | 0.963 | 0.968 | 0.968 | 0.963 | 0.963 | 0.961 | 0.965 | 0.965 | 0.961 | 0.961 | 0.962 | 0.966 | 0.966 | 0.962 | 0.962 | 0.96 | 0.965 | 0.965 | 0.96 | 0.96 | 0.968 | 0.971 | 0.971 | 0.968 | 0.968 | 0.977 | 0.994 | 0.994 | 0.977 | 0.977 | 0.976 | 0.99 | 0.99 | 0.976 | 0.976 | 0.976 | 0.977 | 0.977 | 0.976 | 0.976 | 0.992 | 1.005 | 1.005 | 0.992 | 0.992 | 0.973 | 0.985 | 0.985 | 0.973 | 0.973 | 0.972 | 0.972 | 0.972 | 0.972 | 0.972
Raheen Barr Gen Unit | MXE | GU_403740 | CASTLEBA | 110 | 0.97 | 0.983 | 0.983 | 0.97 | 0.97 | 0.971 | 0.983 | 0.983 | 0.971 | 0.971 | 0.967 | 0.979 | 0.979 | 0.967 | 0.967 | 0.967 | 0.979 | 0.979 | 0.967 | 0.967 | 0.966 | 0.978 | 0.978 | 0.966 | 0.966 | 0.967 | 0.979 | 0.979 | 0.967 | 0.967 | 0.969 | 0.993 | 0.993 | 0.969 | 0.969 | 0.967 | 0.989 | 0.989 | 0.967 | 0.967 | 0.966 | 0.976 | 0.976 | 0.966 | 0.966 | 0.98 | 1.002 | 1.002 | 0.98 | 0.98 | 0.965 | 0.984 | 0.984 | 0.965 | 0.965 | 0.965 | 0.975 | 0.975 | 0.965 | 0.965
North Wall 5 Generator Unit | NW5 | GU_400311 | NORTH WA | 220 | 1.007 | 1.003 | 1.003 | 1.007 | 1.007 | 1.007 | 1.003 | 1.003 | 1.007 | 1.007 | 1.007 | 1.003 | 1.003 | 1.007 | 1.007 | 1.008 | 1.004 | 1.004 | 1.008 | 1.008 | 1.007 | 1.003 | 1.003 | 1.007 | 1.007 | 1.006 | 1.003 | 1.003 | 1.006 | 1.006 | 1.005 | 1.019 | 1.019 | 1.005 | 1.005 | 1.005 | 1.014 | 1.014 | 1.005 | 1.005 | 1.007 | 1.003 | 1.003 | 1.007 | 1.007 | 1.019 | 1.026 | 1.026 | 1.019 | 1.019 | 1.006 | 1.013 | 1.013 | 1.006 | 1.006 | 1.008 | 1.004 | 1.004 | 1.008 | 1.008
Meenbog PPM | OA1 | GU_404930 | CLOGHER | 110 | 0.97 | 0.978 | 0.978 | 0.97 | 0.97 | 0.971 | 0.978 | 0.978 | 0.971 | 0.971 | 0.972 | 0.979 | 0.979 | 0.972 | 0.972 | 0.971 | 0.978 | 0.978 | 0.971 | 0.971 | 0.974 | 0.98 | 0.98 | 0.974 | 0.974 | 0.972 | 0.978 | 0.978 | 0.972 | 0.972 | 0.969 | 0.994 | 0.994 | 0.969 | 0.969 | 0.969 | 0.993 | 0.993 | 0.969 | 0.969 | 0.968 | 0.979 | 0.979 | 0.968 | 0.968 | 0.981 | 1.006 | 1.006 | 0.981 | 0.981 | 0.967 | 0.987 | 0.987 | 0.967 | 0.967 | 0.966 | 0.977 | 0.977 | 0.966 | 0.966
Gorey BESS | OD1 | GU_404540 | BANOGE | 110 | 0.989 | 0.99 | 0.99 | 0.989 | 0.989 | 0.991 | 0.989 | 0.989 | 0.991 | 0.991 | 0.99 | 0.989 | 0.989 | 0.99 | 0.99 | 0.991 | 0.99 | 0.99 | 0.991 | 0.991 | 0.989 | 0.989 | 0.989 | 0.989 | 0.989 | 0.992 | 0.99 | 0.99 | 0.992 | 0.992 | 0.992 | 1.007 | 1.007 | 0.992 | 0.992 | 0.993 | 1.003 | 1.003 | 0.993 | 0.993 | 0.992 | 0.99 | 0.99 | 0.992 | 0.992 | 1.01 | 1.017 | 1.017 | 1.01 | 1.01 | 0.994 | 1.001 | 1.001 | 0.994 | 0.994 | 0.993 | 0.99 | 0.99 | 0.993 | 0.993
Cloncreen Windfarm | OE1 | GU_405140 | CUSHALING | 110 | 0.977 | 0.984 | 0.984 | 0.977 | 0.977 | 0.979 | 0.984 | 0.984 | 0.979 | 0.979 | 0.984 | 0.989 | 0.989 | 0.984 | 0.984 | 0.981 | 0.986 | 0.986 | 0.981 | 0.981 | 0.979 | 0.985 | 0.985 | 0.979 | 0.979 | 0.979 | 0.984 | 0.984 | 0.979 | 0.979 | 0.981 | 1.002 | 1.002 | 0.981 | 0.981 | 0.975 | 0.993 | 0.993 | 0.975 | 0.975 | 0.976 | 0.982 | 0.982 | 0.976 | 0.976 | 1.016 | 1.028 | 1.028 | 1.016 | 1.016 | 0.998 | 1.013 | 1.013 | 0.998 | 0.998 | 0.975 | 0.982 | 0.982 | 0.975 | 0.975
Coollegrean Windfarm | OG1 | GU_403920 | CORDAL | 110 | 0.961 | 0.965 | 0.965 | 0.961 | 0.961 | 0.959 | 0.962 | 0.962 | 0.959 | 0.959 | 0.957 | 0.959 | 0.959 | 0.957 | 0.957 | 0.958 | 0.96 | 0.96 | 0.958 | 0.958 | 0.955 | 0.959 | 0.959 | 0.955 | 0.955 | 0.964 | 0.965 | 0.965 | 0.964 | 0.964 | 0.972 | 0.988 | 0.988 | 0.972 | 0.972 | 0.972 | 0.985 | 0.985 | 0.972 | 0.972 | 0.971 | 0.972 | 0.972 | 0.971 | 0.971 | 0.989 | 1 | 1 | 0.989 | 0.989 | 0.97 | 0.98 | 0.98 | 0.97 | 0.97 | 0.969 | 0.968 | 0.968 | 0.969 | 0.969
Oweninney Windfarm 1 | OY1 | GU_403760 | BELLACOR | 110 | 0.953 | 0.967 | 0.967 | 0.953 | 0.953 | 0.954 | 0.969 | 0.969 | 0.954 | 0.954 | 0.949 | 0.963 | 0.963 | 0.949 | 0.949 | 0.949 | 0.963 | 0.963 | 0.949 | 0.949 | 0.949 | 0.962 | 0.962 | 0.949 | 0.949 | 0.948 | 0.962 | 0.962 | 0.948 | 0.948 | 0.944 | 0.973 | 0.973 | 0.944 | 0.944 | 0.942 | 0.968 | 0.968 | 0.942 | 0.942 | 0.941 | 0.955 | 0.955 | 0.941 | 0.941 | 0.956 | 0.981 | 0.981 | 0.956 | 0.956 | 0.94 | 0.964 | 0.964 | 0.94 | 0.94 | 0.94 | 0.955 | 0.955 | 0.94 | 0.94
Oweninney Windfarm 2 | OY2 | GU_405130 | BELLACORICK | 110 | 0.953 | 0.967 | 0.967 | 0.953 | 0.953 | 0.954 | 0.969 | 0.969 | 0.954 | 0.954 | 0.949 | 0.963 | 0.963 | 0.949 | 0.949 | 0.949 | 0.963 | 0.963 | 0.949 | 0.949 | 0.949 | 0.962 | 0.962 | 0.949 | 0.949 | 0.948 | 0.962 | 0.962 | 0.948 | 0.948 | 0.944 | 0.973 | 0.973 | 0.944 | 0.944 | 0.942 | 0.968 | 0.968 | 0.942 | 0.942 | 0.941 | 0.955 | 0.955 | 0.941 | 0.941 | 0.956 | 0.981 | 0.981 | 0.956 | 0.956 | 0.94 | 0.964 | 0.964 | 0.94 | 0.94 | 0.94 | 0.955 | 0.955 | 0.94 | 0.94
Shellybanks PBA | PBA | GU_400324 | SHELLYBA | 220 | 1.005 | 1.001 | 1.001 | 1.005 | 1.005 | 1.006 | 1.002 | 1.002 | 1.006 | 1.006 | 1.006 | 1.002 | 1.002 | 1.006 | 1.006 | 1.007 | 1.003 | 1.003 | 1.007 | 1.007 | 1.006 | 1.002 | 1.002 | 1.006 | 1.006 | 1.005 | 1.002 | 1.002 | 1.005 | 1.005 | 1.004 | 1.018 | 1.018 | 1.004 | 1.004 | 1.004 | 1.013 | 1.013 | 1.004 | 1.004 | 1.006 | 1.002 | 1.002 | 1.006 | 1.006 | 1.018 | 1.025 | 1.025 | 1.018 | 1.018 | 1.005 | 1.012 | 1.012 | 1.005 | 1.005 | 1.007 | 1.002 | 1.002 | 1.007 | 1.007
Shellybanks PBB | PBB | GU_400325 | SHELLYBA | 220 | 1.005 | 1.001 | 1.001 | 1.005 | 1.005 | 1.006 | 1.002 | 1.002 | 1.006 | 1.006 | 1.006 | 1.002 | 1.002 | 1.006 | 1.006 | 1.007 | 1.003 | 1.003 | 1.007 | 1.007 | 1.006 | 1.002 | 1.002 | 1.006 | 1.006 | 1.005 | 1.002 | 1.002 | 1.005 | 1.005 | 1.004 | 1.018 | 1.018 | 1.004 | 1.004 | 1.004 | 1.013 | 1.013 | 1.004 | 1.004 | 1.006 | 1.002 | 1.002 | 1.006 | 1.006 | 1.018 | 1.025 | 1.025 | 1.018 | 1.018 | 1.005 | 1.012 | 1.012 | 1.005 | 1.005 | 1.007 | 1.002 | 1.002 | 1.007 | 1.007
Porterstown BESS | PN1 | GU_405070 | KILTEEL | 110 | 1.003 | 1.004 | 1.004 | 1.003 | 1.003 | 1.005 | 1.005 | 1.005 | 1.005 | 1.005 | 1.007 | 1.007 | 1.007 | 1.007 | 1.007 | 1.007 | 1.006 | 1.006 | 1.007 | 1.007 | 1.006 | 1.005 | 1.005 | 1.006 | 1.006 | 1.005 | 1.005 | 1.005 | 1.005 | 1.005 | 1.003 | 1.021 | 1.021 | 1.003 | 1.003 | 1.001 | 1.015 | 1.015 | 1.001 | 1.001 | 1.002 | 1.003 | 1.003 | 1.002 | 1.002 | 1.022 | 1.033 | 1.033 | 1.022 | 1.022 | 1.007 | 1.019 | 1.019 | 1.007 | 1.007 | 1.002 | 1.004 | 1.004 | 1.002 | 1.002
Castlepook Windfarm | PO1 | GU_402190 | CHARLEVI | 110 | 0.967 | 0.973 | 0.973 | 0.967 | 0.967 | 0.966 | 0.969 | 0.969 | 0.966 | 0.966 | 0.964 | 0.967 | 0.967 | 0.964 | 0.964 | 0.965 | 0.968 | 0.968 | 0.965 | 0.965 | 0.962 | 0.968 | 0.968 | 0.962 | 0.962 | 0.972 | 0.974 | 0.974 | 0.972 | 0.972 | 0.978 | 0.993 | 0.993 | 0.978 | 0.978 | 0.978 | 0.992 | 0.992 | 0.978 | 0.978 | 0.976 | 0.978 | 0.978 | 0.976 | 0.976 | 0.996 | 1.008 | 1.008 | 0.996 | 0.996 | 0.975 | 0.986 | 0.986 | 0.975 | 0.975 | 0.976 | 0.975 | 0.975 | 0.976 | 0.976
Rathcahill West Windfarm | RC1 | GU_401080 | RATHKEAL | 110 | 0.971 | 0.975 | 0.975 | 0.971 | 0.971 | 0.968 | 0.972 | 0.972 | 0.968 | 0.968 | 0.967 | 0.97 | 0.97 | 0.967 | 0.967 | 0.967 | 0.97 | 0.97 | 0.967 | 0.967 | 0.965 | 0.969 | 0.969 | 0.965 | 0.965 | 0.974 | 0.976 | 0.976 | 0.974 | 0.974 | 0.983 | 1.001 | 1.001 | 0.983 | 0.983 | 0.981 | 0.996 | 0.996 | 0.981 | 0.981 | 0.982 | 0.984 | 0.984 | 0.982 | 0.982 | 0.998 | 1.011 | 1.011 | 0.998 | 0.998 | 0.979 | 0.992 | 0.992 | 0.979 | 0.979 | 0.978 | 0.978 | 0.978 | 0.978 | 0.978
Boolinrudda Windfarm | RD1 | GU_402270 | SLIEVECALLAN | 110 | 0.972 | 0.976 | 0.976 | 0.972 | 0.972 | 0.97 | 0.974 | 0.974 | 0.97 | 0.97 | 0.968 | 0.972 | 0.972 | 0.968 | 0.968 | 0.969 | 0.972 | 0.972 | 0.969 | 0.969 | 0.967 | 0.971 | 0.971 | 0.967 | 0.967 | 0.974 | 0.976 | 0.976 | 0.974 | 0.974 | 0.982 | 0.998 | 0.998 | 0.982 | 0.982 | 0.98 | 0.994 | 0.994 | 0.98 | 0.98 | 0.98 | 0.982 | 0.982 | 0.98 | 0.98 | 0.996 | 1.009 | 1.009 | 0.996 | 0.996 | 0.979 | 0.99 | 0.99 | 0.979 | 0.979 | 0.978 | 0.978 | 0.978 | 0.978 | 0.978
Richfield Generator Unit | RF1 | GU_400080 | WEXFORD | 110 | 0.981 | 0.985 | 0.985 | 0.981 | 0.981 | 0.983 | 0.984 | 0.984 | 0.983 | 0.983 | 0.982 | 0.983 | 0.983 | 0.982 | 0.982 | 0.983 | 0.984 | 0.984 | 0.983 | 0.983 | 0.981 | 0.984 | 0.984 | 0.981 | 0.981 | 0.986 | 0.986 | 0.986 | 0.986 | 0.986 | 0.987 | 1.002 | 1.002 | 0.987 | 0.987 | 0.988 | 0.999 | 0.999 | 0.988 | 0.988 | 0.985 | 0.986 | 0.986 | 0.985 | 0.985 | 1.008 | 1.015 | 1.015 | 1.008 | 1.008 | 0.989 | 0.997 | 0.997 | 0.989 | 0.989 | 0.986 | 0.985 | 0.985 | 0.986 | 0.986
Raheenleagh | RL1 | GU_401940 | ARKLOW | 110 | 0.995 | 0.994 | 0.994 | 0.995 | 0.995 | 0.996 | 0.993 | 0.993 | 0.996 | 0.996 | 0.995 | 0.993 | 0.993 | 0.995 | 0.995 | 0.996 | 0.994 | 0.994 | 0.996 | 0.996 | 0.995 | 0.993 | 0.993 | 0.995 | 0.995 | 0.996 | 0.994 | 0.994 | 0.996 | 0.996 | 0.996 | 1.011 | 1.011 | 0.996 | 0.996 | 0.997 | 1.007 | 1.007 | 0.997 | 0.997 | 0.997 | 0.994 | 0.994 | 0.997 | 0.997 | 1.013 | 1.02 | 1.02 | 1.013 | 1.013 | 0.998 | 1.005 | 1.005 | 0.998 | 0.998 | 0.998 | 0.994 | 0.994 | 0.998 | 0.998
Rosspile Solar | RO1 | GU_405150 | WEXFORD | 110 | 0.981 | 0.985 | 0.985 | 0.981 | 0.981 | 0.983 | 0.984 | 0.984 | 0.983 | 0.983 | 0.982 | 0.983 | 0.983 | 0.982 | 0.982 | 0.983 | 0.984 | 0.984 | 0.983 | 0.983 | 0.981 | 0.984 | 0.984 | 0.981 | 0.981 | 0.986 | 0.986 | 0.986 | 0.986 | 0.986 | 0.987 | 1.002 | 1.002 | 0.987 | 0.987 | 0.988 | 0.999 | 0.999 | 0.988 | 0.988 | 0.985 | 0.986 | 0.986 | 0.985 | 0.985 | 1.008 | 1.015 | 1.015 | 1.008 | 1.008 | 0.989 | 0.997 | 0.997 | 0.989 | 0.989 | 0.986 | 0.985 | 0.985 | 0.986 | 0.986
Rhode Peaking 1 Generator Unit | RP1 | GU_400770 | DERRYIRO | 110 | 1.002 | 1.002 | 1.002 | 1.002 | 1.002 | 1.003 | 1.002 | 1.002 | 1.003 | 1.003 | 1.004 | 1.004 | 1.004 | 1.004 | 1.004 | 1.004 | 1.003 | 1.003 | 1.004 | 1.004 | 1.003 | 1.002 | 1.002 | 1.003 | 1.003 | 1.002 | 1.002 | 1.002 | 1.002 | 1.002 | 1 | 1.016 | 1.016 | 1 | 1 | 0.998 | 1.01 | 1.01 | 0.998 | 0.998 | 0.999 | 0.998 | 0.998 | 0.999 | 0.999 | 1.018 | 1.028 | 1.028 | 1.018 | 1.018 | 1.004 | 1.013 | 1.013 | 1.004 | 1.004 | 0.999 | 0.999 | 0.999 | 0.999 | 0.999
Rhode Peaking 2 Generator Unit | RP2 | GU_400771 | DERRYIRO | 110 | 1.002 | 1.002 | 1.002 | 1.002 | 1.002 | 1.003 | 1.002 | 1.002 | 1.003 | 1.003 | 1.004 | 1.004 | 1.004 | 1.004 | 1.004 | 1.004 | 1.003 | 1.003 | 1.004 | 1.004 | 1.003 | 1.002 | 1.002 | 1.003 | 1.003 | 1.002 | 1.002 | 1.002 | 1.002 | 1.002 | 1 | 1.016 | 1.016 | 1 | 1 | 0.998 | 1.01 | 1.01 | 0.998 | 0.998 | 0.999 | 0.998 | 0.998 | 0.999 | 0.999 | 1.018 | 1.028 | 1.028 | 1.018 | 1.018 | 1.004 | 1.013 | 1.013 | 1.004 | 1.004 | 0.999 | 0.999 | 0.999 | 0.999 | 0.999
Raragh 2 Windfarm | RR2 | GU_403970 | MEATH HI | 110 | 1.003 | 1.005 | 1.005 | 1.003 | 1.003 | 1.004 | 1.007 | 1.007 | 1.004 | 1.004 | 1.006 | 1.008 | 1.008 | 1.006 | 1.006 | 1.005 | 1.008 | 1.008 | 1.005 | 1.005 | 1.007 | 1.008 | 1.008 | 1.007 | 1.007 | 1.002 | 1.005 | 1.005 | 1.002 | 1.002 | 0.997 | 1.019 | 1.019 | 0.997 | 0.997 | 0.996 | 1.015 | 1.015 | 0.996 | 0.996 | 0.996 | 1.002 | 1.002 | 0.996 | 0.996 | 1.008 | 1.027 | 1.027 | 1.008 | 1.008 | 0.996 | 1.012 | 1.012 | 0.996 | 0.996 | 0.996 | 1.004 | 1.004 | 0.996 | 0.996
Sliabh Bawn Windfarm | SB1 | GU_401900 | SLIABH BAWN | 110 | 0.989 | 0.993 | 0.993 | 0.989 | 0.989 | 0.989 | 0.993 | 0.993 | 0.989 | 0.989 | 0.99 | 0.993 | 0.993 | 0.99 | 0.99 | 0.99 | 0.993 | 0.993 | 0.99 | 0.99 | 0.99 | 0.993 | 0.993 | 0.99 | 0.99 | 0.989 | 0.993 | 0.993 | 0.989 | 0.989 | 0.994 | 1.013 | 1.013 | 0.994 | 0.994 | 0.993 | 1.009 | 1.009 | 0.993 | 0.993 | 0.992 | 0.996 | 0.996 | 0.992 | 0.992 | 1.008 | 1.023 | 1.023 | 1.008 | 1.008 | 0.993 | 1.007 | 1.007 | 0.993 | 0.993 | 0.992 | 0.996 | 0.996 | 0.992 | 0.992
Sorrell Island 1 Windfarm | SF1 | GU_403800 | BOOLTIAG | 110 | 0.968 | 0.972 | 0.972 | 0.968 | 0.968 | 0.966 | 0.969 | 0.969 | 0.966 | 0.966 | 0.964 | 0.967 | 0.967 | 0.964 | 0.964 | 0.965 | 0.967 | 0.967 | 0.965 | 0.965 | 0.962 | 0.966 | 0.966 | 0.962 | 0.962 | 0.97 | 0.971 | 0.971 | 0.97 | 0.97 | 0.979 | 0.995 | 0.995 | 0.979 | 0.979 | 0.977 | 0.991 | 0.991 | 0.977 | 0.977 | 0.978 | 0.979 | 0.979 | 0.978 | 0.978 | 0.994 | 1.006 | 1.006 | 0.994 | 0.994 | 0.977 | 0.987 | 0.987 | 0.977 | 0.977 | 0.975 | 0.974 | 0.974 | 0.975 | 0.975
Sorrell Island 2 Windfarm | SF2 | GU_404480 | BOOLTIAG | 110 | 0.968 | 0.972 | 0.972 | 0.968 | 0.968 | 0.966 | 0.969 | 0.969 | 0.966 | 0.966 | 0.964 | 0.967 | 0.967 | 0.964 | 0.964 | 0.965 | 0.967 | 0.967 | 0.965 | 0.965 | 0.962 | 0.966 | 0.966 | 0.962 | 0.962 | 0.97 | 0.971 | 0.971 | 0.97 | 0.97 | 0.979 | 0.995 | 0.995 | 0.979 | 0.979 | 0.977 | 0.991 | 0.991 | 0.977 | 0.977 | 0.978 | 0.979 | 0.979 | 0.978 | 0.978 | 0.994 | 1.006 | 1.006 | 0.994 | 0.994 | 0.977 | 0.987 | 0.987 | 0.977 | 0.977 | 0.975 | 0.974 | 0.974 | 0.975 | 0.975
Shannonbridge ESS A-1 | SI1 | GU_404380 | SHANNONBRIDG | 110 | 0.989 | 0.993 | 0.993 | 0.989 | 0.989 | 0.989 | 0.991 | 0.991 | 0.989 | 0.989 | 0.989 | 0.991 | 0.991 | 0.989 | 0.989 | 0.989 | 0.992 | 0.992 | 0.989 | 0.989 | 0.988 | 0.991 | 0.991 | 0.988 | 0.988 | 0.991 | 0.993 | 0.993 | 0.991 | 0.991 | 0.994 | 1.011 | 1.011 | 0.994 | 0.994 | 0.993 | 1.006 | 1.006 | 0.993 | 0.993 | 0.992 | 0.994 | 0.994 | 0.992 | 0.992 | 1.011 | 1.022 | 1.022 | 1.011 | 1.011 | 0.994 | 1.006 | 1.006 | 0.994 | 0.994 | 0.992 | 0.993 | 0.993 | 0.992 | 0.992
Shannonbridge ESS A-2 | SI2 | GU_404390 | SHANNONBRIDG | 110 | 0.989 | 0.993 | 0.993 | 0.989 | 0.989 | 0.989 | 0.991 | 0.991 | 0.989 | 0.989 | 0.989 | 0.991 | 0.991 | 0.989 | 0.989 | 0.989 | 0.992 | 0.992 | 0.989 | 0.989 | 0.988 | 0.991 | 0.991 | 0.988 | 0.988 | 0.991 | 0.993 | 0.993 | 0.991 | 0.991 | 0.994 | 1.011 | 1.011 | 0.994 | 0.994 | 0.993 | 1.006 | 1.006 | 0.993 | 0.993 | 0.992 | 0.994 | 0.994 | 0.992 | 0.992 | 1.011 | 1.022 | 1.022 | 1.011 | 1.011 | 0.994 | 1.006 | 1.006 | 0.994 | 0.994 | 0.992 | 0.993 | 0.993 | 0.992 | 0.992
Sealrock 3 Generator Unit | SK3 | GU_400120 | AUGHINIS | 110 | 0.959 | 0.963 | 0.963 | 0.959 | 0.959 | 0.957 | 0.96 | 0.96 | 0.957 | 0.957 | 0.954 | 0.957 | 0.957 | 0.954 | 0.954 | 0.955 | 0.957 | 0.957 | 0.955 | 0.955 | 0.953 | 0.956 | 0.956 | 0.953 | 0.953 | 0.965 | 0.966 | 0.966 | 0.965 | 0.965 | 0.976 | 0.992 | 0.992 | 0.976 | 0.976 | 0.969 | 0.983 | 0.983 | 0.969 | 0.969 | 0.973 | 0.974 | 0.974 | 0.973 | 0.973 | 0.989 | 1.001 | 1.001 | 0.989 | 0.989 | 0.968 | 0.979 | 0.979 | 0.968 | 0.968 | 0.966 | 0.966 | 0.966 | 0.966 | 0.966
Sealrock 4 Generator Unit | SK4 | GU_400121 | AUGHINIS | 110 | 0.959 | 0.963 | 0.963 | 0.959 | 0.959 | 0.957 | 0.96 | 0.96 | 0.957 | 0.957 | 0.954 | 0.957 | 0.957 | 0.954 | 0.954 | 0.955 | 0.957 | 0.957 | 0.955 | 0.955 | 0.953 | 0.956 | 0.956 | 0.953 | 0.953 | 0.965 | 0.966 | 0.966 | 0.965 | 0.965 | 0.976 | 0.992 | 0.992 | 0.976 | 0.976 | 0.969 | 0.983 | 0.983 | 0.969 | 0.969 | 0.973 | 0.974 | 0.974 | 0.973 | 0.973 | 0.989 | 1.001 | 1.001 | 0.989 | 0.989 | 0.968 | 0.979 | 0.979 | 0.968 | 0.968 | 0.966 | 0.966 | 0.966 | 0.966 | 0.966
Slievereagh Power Ltd (Wind Unit) | SL1 | GU_400671 | TIPPERAR | 110 | 0.973 | 0.979 | 0.979 | 0.973 | 0.973 | 0.972 | 0.976 | 0.976 | 0.972 | 0.972 | 0.971 | 0.975 | 0.975 | 0.971 | 0.971 | 0.972 | 0.976 | 0.976 | 0.972 | 0.972 | 0.97 | 0.975 | 0.975 | 0.97 | 0.97 | 0.977 | 0.98 | 0.98 | 0.977 | 0.977 | 0.982 | 0.999 | 0.999 | 0.982 | 0.982 | 0.981 | 0.996 | 0.996 | 0.981 | 0.981 | 0.98 | 0.983 | 0.983 | 0.98 | 0.98 | 1 | 1.012 | 1.012 | 1 | 1 | 0.98 | 0.992 | 0.992 | 0.98 | 0.98 | 0.979 | 0.98 | 0.98 | 0.979 | 0.979
Slievereagh Power Phase II | SL2 | GU_401460 | TIPPERAR | 110 | 0.973 | 0.979 | 0.979 | 0.973 | 0.973 | 0.972 | 0.976 | 0.976 | 0.972 | 0.972 | 0.971 | 0.975 | 0.975 | 0.971 | 0.971 | 0.972 | 0.976 | 0.976 | 0.972 | 0.972 | 0.97 | 0.975 | 0.975 | 0.97 | 0.97 | 0.977 | 0.98 | 0.98 | 0.977 | 0.977 | 0.982 | 0.999 | 0.999 | 0.982 | 0.982 | 0.981 | 0.996 | 0.996 | 0.981 | 0.981 | 0.98 | 0.983 | 0.983 | 0.98 | 0.98 | 1 | 1.012 | 1.012 | 1 | 1 | 0.98 | 0.992 | 0.992 | 0.98 | 0.98 | 0.979 | 0.98 | 0.98 | 0.979 | 0.979
Sorne Hill Generator Unit | SN1 | GU_400550 | TRILLICK | 110 | 0.957 | 0.971 | 0.971 | 0.957 | 0.957 | 0.959 | 0.973 | 0.973 | 0.959 | 0.959 | 0.962 | 0.975 | 0.975 | 0.962 | 0.962 | 0.96 | 0.973 | 0.973 | 0.96 | 0.96 | 0.964 | 0.975 | 0.975 | 0.964 | 0.964 | 0.96 | 0.972 | 0.972 | 0.96 | 0.96 | 0.956 | 0.988 | 0.988 | 0.956 | 0.956 | 0.955 | 0.986 | 0.986 | 0.955 | 0.955 | 0.953 | 0.971 | 0.971 | 0.953 | 0.953 | 0.967 | 0.999 | 0.999 | 0.967 | 0.967 | 0.953 | 0.98 | 0.98 | 0.953 | 0.953 | 0.952 | 0.971 | 0.971 | 0.952 | 0.952
Seecon Windfarm | SO1 | GU_401990 | UGGOOL | 110 | 0.975 | 0.979 | 0.979 | 0.975 | 0.975 | 0.974 | 0.978 | 0.978 | 0.974 | 0.974 | 0.972 | 0.976 | 0.976 | 0.972 | 0.972 | 0.972 | 0.976 | 0.976 | 0.972 | 0.972 | 0.97 | 0.974 | 0.974 | 0.97 | 0.97 | 0.974 | 0.977 | 0.977 | 0.974 | 0.974 | 0.979 | 0.996 | 0.996 | 0.979 | 0.979 | 0.977 | 0.992 | 0.992 | 0.977 | 0.977 | 0.978 | 0.98 | 0.98 | 0.978 | 0.978 | 0.992 | 1.006 | 1.006 | 0.992 | 0.992 | 0.977 | 0.988 | 0.988 | 0.977 | 0.977 | 0.976 | 0.978 | 0.978 | 0.976 | 0.976
Scartaglen 1 Windfarm | ST1 | GU_402250 | CORDAL | 110 | 0.961 | 0.965 | 0.965 | 0.961 | 0.961 | 0.959 | 0.962 | 0.962 | 0.959 | 0.959 | 0.957 | 0.959 | 0.959 | 0.957 | 0.957 | 0.958 | 0.96 | 0.96 | 0.958 | 0.958 | 0.955 | 0.959 | 0.959 | 0.955 | 0.955 | 0.964 | 0.965 | 0.965 | 0.964 | 0.964 | 0.972 | 0.988 | 0.988 | 0.972 | 0.972 | 0.972 | 0.985 | 0.985 | 0.972 | 0.972 | 0.971 | 0.972 | 0.972 | 0.971 | 0.971 | 0.989 | 1 | 1 | 0.989 | 0.989 | 0.97 | 0.98 | 0.98 | 0.97 | 0.97 | 0.969 | 0.968 | 0.968 | 0.969 | 0.969
Scartaglen 2 Windfarm | ST2 | GU_402260 | CORDAL | 110 | 0.961 | 0.965 | 0.965 | 0.961 | 0.961 | 0.959 | 0.962 | 0.962 | 0.959 | 0.959 | 0.957 | 0.959 | 0.959 | 0.957 | 0.957 | 0.958 | 0.96 | 0.96 | 0.958 | 0.958 | 0.955 | 0.959 | 0.959 | 0.955 | 0.955 | 0.964 | 0.965 | 0.965 | 0.964 | 0.964 | 0.972 | 0.988 | 0.988 | 0.972 | 0.972 | 0.972 | 0.985 | 0.985 | 0.972 | 0.972 | 0.971 | 0.972 | 0.972 | 0.971 | 0.971 | 0.989 | 1 | 1 | 0.989 | 0.989 | 0.97 | 0.98 | 0.98 | 0.97 | 0.97 | 0.969 | 0.968 | 0.968 | 0.969 | 0.969
Tarbert 1 Generator Unit | TB1 | GU_400750 | TARBERT | 110 | 0.97 | 0.972 | 0.972 | 0.97 | 0.97 | 0.968 | 0.969 | 0.969 | 0.968 | 0.968 | 0.966 | 0.966 | 0.966 | 0.966 | 0.966 | 0.966 | 0.966 | 0.966 | 0.966 | 0.966 | 0.963 | 0.965 | 0.965 | 0.963 | 0.963 | 0.971 | 0.971 | 0.971 | 0.971 | 0.971 | 0.982 | 0.997 | 0.997 | 0.982 | 0.982 | 0.98 | 0.992 | 0.992 | 0.98 | 0.98 | 0.981 | 0.981 | 0.981 | 0.981 | 0.981 | 0.997 | 1.007 | 1.007 | 0.997 | 0.997 | 0.98 | 0.989 | 0.989 | 0.98 | 0.98 | 0.978 | 0.975 | 0.975 | 0.978 | 0.978
Tarbert 2 Generator Unit | TB2 | GU_400751 | TARBERT | 110 | 0.97 | 0.972 | 0.972 | 0.97 | 0.97 | 0.968 | 0.969 | 0.969 | 0.968 | 0.968 | 0.966 | 0.966 | 0.966 | 0.966 | 0.966 | 0.966 | 0.966 | 0.966 | 0.966 | 0.966 | 0.963 | 0.965 | 0.965 | 0.963 | 0.963 | 0.971 | 0.971 | 0.971 | 0.971 | 0.971 | 0.982 | 0.997 | 0.997 | 0.982 | 0.982 | 0.98 | 0.992 | 0.992 | 0.98 | 0.98 | 0.981 | 0.981 | 0.981 | 0.981 | 0.981 | 0.997 | 1.007 | 1.007 | 0.997 | 0.997 | 0.98 | 0.989 | 0.989 | 0.98 | 0.98 | 0.978 | 0.975 | 0.975 | 0.978 | 0.978
Tarbert 3 Generator Unit | TB3 | GU_400752 | TARBERT | 220 | 0.97 | 0.972 | 0.972 | 0.97 | 0.97 | 0.968 | 0.969 | 0.969 | 0.968 | 0.968 | 0.966 | 0.966 | 0.966 | 0.966 | 0.966 | 0.966 | 0.966 | 0.966 | 0.966 | 0.966 | 0.963 | 0.965 | 0.965 | 0.963 | 0.963 | 0.971 | 0.971 | 0.971 | 0.971 | 0.971 | 0.982 | 0.997 | 0.997 | 0.982 | 0.982 | 0.98 | 0.992 | 0.992 | 0.98 | 0.98 | 0.981 | 0.981 | 0.981 | 0.981 | 0.981 | 0.997 | 1.008 | 1.008 | 0.997 | 0.997 | 0.98 | 0.989 | 0.989 | 0.98 | 0.98 | 0.978 | 0.975 | 0.975 | 0.978 | 0.978
Tarbert 4 Generator Unit | TB4 | GU_400753 | TARBERT | 220 | 0.97 | 0.972 | 0.972 | 0.97 | 0.97 | 0.968 | 0.969 | 0.969 | 0.968 | 0.968 | 0.966 | 0.966 | 0.966 | 0.966 | 0.966 | 0.966 | 0.966 | 0.966 | 0.966 | 0.966 | 0.963 | 0.965 | 0.965 | 0.963 | 0.963 | 0.971 | 0.971 | 0.971 | 0.971 | 0.971 | 0.982 | 0.997 | 0.997 | 0.982 | 0.982 | 0.98 | 0.992 | 0.992 | 0.98 | 0.98 | 0.981 | 0.981 | 0.981 | 0.981 | 0.981 | 0.997 | 1.008 | 1.008 | 0.997 | 0.997 | 0.98 | 0.989 | 0.989 | 0.98 | 0.98 | 0.978 | 0.975 | 0.975 | 0.978 | 0.978
Turlough Hill 1 Generator Unit | TH1 | GU_400360 | TURLOUGH | 220 | 1.002 | 0.995 | 0.995 | 1.002 | 1.002 | 1.002 | 0.995 | 0.995 | 1.002 | 1.002 | 1.002 | 0.995 | 0.995 | 1.002 | 1.002 | 1.002 | 0.995 | 0.995 | 1.002 | 1.002 | 1.001 | 0.994 | 0.994 | 1.001 | 1.001 | 1.001 | 0.995 | 0.995 | 1.001 | 1.001 | 1.003 | 1.013 | 1.013 | 1.003 | 1.003 | 1.003 | 1.008 | 1.008 | 1.003 | 1.003 | 1.003 | 0.997 | 0.997 | 1.003 | 1.003 | 1.018 | 1.022 | 1.022 | 1.018 | 1.018 | 1.003 | 1.007 | 1.007 | 1.003 | 1.003 | 1.003 | 0.996 | 0.996 | 1.003 | 1.003
Turlough Hill 2 Generator Unit | TH2 | GU_400361 | TURLOUGH | 220 | 1.002 | 0.995 | 0.995 | 1.002 | 1.002 | 1.002 | 0.995 | 0.995 | 1.002 | 1.002 | 1.002 | 0.995 | 0.995 | 1.002 | 1.002 | 1.002 | 0.995 | 0.995 | 1.002 | 1.002 | 1.001 | 0.994 | 0.994 | 1.001 | 1.001 | 1.001 | 0.995 | 0.995 | 1.001 | 1.001 | 1.003 | 1.013 | 1.013 | 1.003 | 1.003 | 1.003 | 1.008 | 1.008 | 1.003 | 1.003 | 1.003 | 0.997 | 0.997 | 1.003 | 1.003 | 1.018 | 1.022 | 1.022 | 1.018 | 1.018 | 1.003 | 1.007 | 1.007 | 1.003 | 1.003 | 1.003 | 0.996 | 0.996 | 1.003 | 1.003
Turlough Hill 3 Generator Unit | TH3 | GU_400362 | TURLOUGH | 220 | 1.002 | 0.995 | 0.995 | 1.002 | 1.002 | 1.002 | 0.995 | 0.995 | 1.002 | 1.002 | 1.002 | 0.995 | 0.995 | 1.002 | 1.002 | 1.002 | 0.995 | 0.995 | 1.002 | 1.002 | 1.001 | 0.994 | 0.994 | 1.001 | 1.001 | 1.001 | 0.995 | 0.995 | 1.001 | 1.001 | 1.003 | 1.013 | 1.013 | 1.003 | 1.003 | 1.003 | 1.008 | 1.008 | 1.003 | 1.003 | 1.003 | 0.997 | 0.997 | 1.003 | 1.003 | 1.018 | 1.022 | 1.022 | 1.018 | 1.018 | 1.003 | 1.007 | 1.007 | 1.003 | 1.003 | 1.003 | 0.996 | 0.996 | 1.003 | 1.003
Turlough Hill 4 Generator Unit | TH4 | GU_400363 | TURLOUGH | 220 | 1.002 | 0.995 | 0.995 | 1.002 | 1.002 | 1.002 | 0.995 | 0.995 | 1.002 | 1.002 | 1.002 | 0.995 | 0.995 | 1.002 | 1.002 | 1.002 | 0.995 | 0.995 | 1.002 | 1.002 | 1.001 | 0.994 | 0.994 | 1.001 | 1.001 | 1.001 | 0.995 | 0.995 | 1.001 | 1.001 | 1.003 | 1.013 | 1.013 | 1.003 | 1.003 | 1.003 | 1.008 | 1.008 | 1.003 | 1.003 | 1.003 | 0.997 | 0.997 | 1.003 | 1.003 | 1.018 | 1.022 | 1.022 | 1.018 | 1.018 | 1.003 | 1.007 | 1.007 | 1.003 | 1.003 | 1.003 | 0.996 | 0.996 | 1.003 | 1.003
Tullabrack Wind Farm | TK1 | GU_402050 | TULLABRA | 110 | 0.969 | 0.971 | 0.971 | 0.969 | 0.969 | 0.966 | 0.968 | 0.968 | 0.966 | 0.966 | 0.964 | 0.966 | 0.966 | 0.964 | 0.964 | 0.965 | 0.966 | 0.966 | 0.965 | 0.965 | 0.962 | 0.965 | 0.965 | 0.962 | 0.962 | 0.97 | 0.971 | 0.971 | 0.97 | 0.97 | 0.98 | 0.996 | 0.996 | 0.98 | 0.98 | 0.978 | 0.991 | 0.991 | 0.978 | 0.978 | 0.979 | 0.979 | 0.979 | 0.979 | 0.979 | 0.994 | 1.006 | 1.006 | 0.994 | 0.994 | 0.978 | 0.988 | 0.988 | 0.978 | 0.978 | 0.976 | 0.974 | 0.974 | 0.976 | 0.976
Tullynamoyle Windfarm 2 | TM2 | GU_402160 | CORDERRY | 110 | 0.978 | 0.984 | 0.984 | 0.978 | 0.978 | 0.978 | 0.985 | 0.985 | 0.978 | 0.978 | 0.979 | 0.984 | 0.984 | 0.979 | 0.979 | 0.978 | 0.984 | 0.984 | 0.978 | 0.978 | 0.98 | 0.984 | 0.984 | 0.98 | 0.98 | 0.978 | 0.984 | 0.984 | 0.978 | 0.978 | 0.979 | 1.001 | 1.001 | 0.979 | 0.979 | 0.978 | 0.998 | 0.998 | 0.978 | 0.978 | 0.977 | 0.985 | 0.985 | 0.977 | 0.977 | 0.991 | 1.011 | 1.011 | 0.991 | 0.991 | 0.977 | 0.994 | 0.994 | 0.977 | 0.977 | 0.976 | 0.984 | 0.984 | 0.976 | 0.976
Tullynamoyle 3 Windfarm | TM3 | GU_402200 | CORDERRY | 110 | 0.978 | 0.984 | 0.984 | 0.978 | 0.978 | 0.978 | 0.985 | 0.985 | 0.978 | 0.978 | 0.979 | 0.984 | 0.984 | 0.979 | 0.979 | 0.978 | 0.984 | 0.984 | 0.978 | 0.978 | 0.98 | 0.984 | 0.984 | 0.98 | 0.98 | 0.978 | 0.984 | 0.984 | 0.978 | 0.978 | 0.979 | 1.001 | 1.001 | 0.979 | 0.979 | 0.978 | 0.998 | 0.998 | 0.978 | 0.978 | 0.977 | 0.985 | 0.985 | 0.977 | 0.977 | 0.991 | 1.011 | 1.011 | 0.991 | 0.991 | 0.977 | 0.994 | 0.994 | 0.977 | 0.977 | 0.976 | 0.984 | 0.984 | 0.976 | 0.976
Tournafulla Generatot Unit | TN2 | GU_400600 | TRIEN | 110 | 0.968 | 0.97 | 0.97 | 0.968 | 0.968 | 0.965 | 0.967 | 0.967 | 0.965 | 0.965 | 0.963 | 0.964 | 0.964 | 0.963 | 0.963 | 0.964 | 0.964 | 0.964 | 0.964 | 0.964 | 0.961 | 0.963 | 0.963 | 0.961 | 0.961 | 0.969 | 0.969 | 0.969 | 0.969 | 0.969 | 0.979 | 0.994 | 0.994 | 0.979 | 0.979 | 0.978 | 0.99 | 0.99 | 0.978 | 0.978 | 0.978 | 0.978 | 0.978 | 0.978 | 0.978 | 0.994 | 1.005 | 1.005 | 0.994 | 0.994 | 0.977 | 0.987 | 0.987 | 0.977 | 0.977 | 0.975 | 0.973 | 0.973 | 0.975 | 0.975
Tawnaghmore Peaking 1 Generator Unit | TP1 | GU_400780 | MOY | 110 | 0.953 | 0.97 | 0.97 | 0.953 | 0.953 | 0.954 | 0.97 | 0.97 | 0.954 | 0.954 | 0.951 | 0.964 | 0.964 | 0.951 | 0.951 | 0.951 | 0.964 | 0.964 | 0.951 | 0.951 | 0.951 | 0.964 | 0.964 | 0.951 | 0.951 | 0.949 | 0.964 | 0.964 | 0.949 | 0.949 | 0.946 | 0.973 | 0.973 | 0.946 | 0.946 | 0.944 | 0.969 | 0.969 | 0.944 | 0.944 | 0.943 | 0.956 | 0.956 | 0.943 | 0.943 | 0.958 | 0.982 | 0.982 | 0.958 | 0.958 | 0.942 | 0.964 | 0.964 | 0.942 | 0.942 | 0.942 | 0.955 | 0.955 | 0.942 | 0.942
Tawnaghmore Peaking 3 Generator Unit | TP3 | GU_400781 | MOY | 110 | 0.953 | 0.97 | 0.97 | 0.953 | 0.953 | 0.954 | 0.97 | 0.97 | 0.954 | 0.954 | 0.951 | 0.964 | 0.964 | 0.951 | 0.951 | 0.951 | 0.964 | 0.964 | 0.951 | 0.951 | 0.951 | 0.964 | 0.964 | 0.951 | 0.951 | 0.949 | 0.964 | 0.964 | 0.949 | 0.949 | 0.946 | 0.973 | 0.973 | 0.946 | 0.946 | 0.944 | 0.969 | 0.969 | 0.944 | 0.944 | 0.943 | 0.956 | 0.956 | 0.943 | 0.943 | 0.958 | 0.982 | 0.982 | 0.958 | 0.958 | 0.942 | 0.964 | 0.964 | 0.942 | 0.942 | 0.942 | 0.955 | 0.955 | 0.942 | 0.942
Taurbeg Wind Farm | TR1 | GU_404990 | GLENLARA | 110 | 0.966 | 0.973 | 0.973 | 0.966 | 0.966 | 0.965 | 0.97 | 0.97 | 0.965 | 0.965 | 0.963 | 0.968 | 0.968 | 0.963 | 0.963 | 0.965 | 0.969 | 0.969 | 0.965 | 0.965 | 0.962 | 0.969 | 0.969 | 0.962 | 0.962 | 0.972 | 0.975 | 0.975 | 0.972 | 0.972 | 0.976 | 0.994 | 0.994 | 0.976 | 0.976 | 0.977 | 0.992 | 0.992 | 0.977 | 0.977 | 0.975 | 0.978 | 0.978 | 0.975 | 0.975 | 0.995 | 1.008 | 1.008 | 0.995 | 0.995 | 0.973 | 0.986 | 0.986 | 0.973 | 0.973 | 0.974 | 0.975 | 0.975 | 0.974 | 0.974
Tursillagh Windfarm | TUR | GU_403830 | TRALEE | 110 | 0.965 | 0.971 | 0.971 | 0.965 | 0.965 | 0.963 | 0.968 | 0.968 | 0.963 | 0.963 | 0.961 | 0.965 | 0.965 | 0.961 | 0.961 | 0.962 | 0.966 | 0.966 | 0.962 | 0.962 | 0.96 | 0.965 | 0.965 | 0.96 | 0.96 | 0.968 | 0.971 | 0.971 | 0.968 | 0.968 | 0.977 | 0.994 | 0.994 | 0.977 | 0.977 | 0.976 | 0.99 | 0.99 | 0.976 | 0.976 | 0.976 | 0.977 | 0.977 | 0.976 | 0.976 | 0.992 | 1.005 | 1.005 | 0.992 | 0.992 | 0.973 | 0.985 | 0.985 | 0.973 | 0.973 | 0.972 | 0.972 | 0.972 | 0.972 | 0.972
Tynagh Generator Unit | TYC | GU_400530 | TYNAGH | 220 | 0.983 | 0.982 | 0.982 | 0.983 | 0.983 | 0.982 | 0.981 | 0.981 | 0.982 | 0.982 | 0.98 | 0.98 | 0.98 | 0.98 | 0.98 | 0.98 | 0.979 | 0.979 | 0.98 | 0.98 | 0.979 | 0.978 | 0.978 | 0.979 | 0.979 | 0.982 | 0.981 | 0.981 | 0.982 | 0.982 | 0.988 | 1 | 1 | 0.988 | 0.988 | 0.986 | 0.996 | 0.996 | 0.986 | 0.986 | 0.987 | 0.985 | 0.985 | 0.987 | 0.987 | 1.001 | 1.01 | 1.01 | 1.001 | 1.001 | 0.986 | 0.992 | 0.992 | 0.986 | 0.986 | 0.985 | 0.982 | 0.982 | 0.985 | 0.985
Uggool Wind Farm | UG1 | GU_401960 | UGGOOL | 110 | 0.975 | 0.979 | 0.979 | 0.975 | 0.975 | 0.974 | 0.978 | 0.978 | 0.974 | 0.974 | 0.972 | 0.976 | 0.976 | 0.972 | 0.972 | 0.972 | 0.976 | 0.976 | 0.972 | 0.972 | 0.97 | 0.974 | 0.974 | 0.97 | 0.97 | 0.974 | 0.977 | 0.977 | 0.974 | 0.974 | 0.979 | 0.996 | 0.996 | 0.979 | 0.979 | 0.977 | 0.992 | 0.992 | 0.977 | 0.977 | 0.978 | 0.98 | 0.98 | 0.978 | 0.978 | 0.992 | 1.006 | 1.006 | 0.992 | 0.992 | 0.977 | 0.988 | 0.988 | 0.977 | 0.977 | 0.976 | 0.978 | 0.978 | 0.976 | 0.976
Taghart Windfarm | VB1 | GU_405110 | MEATH HILL | 110 | 1.003 | 1.005 | 1.005 | 1.003 | 1.003 | 1.004 | 1.007 | 1.007 | 1.004 | 1.004 | 1.006 | 1.008 | 1.008 | 1.006 | 1.006 | 1.005 | 1.008 | 1.008 | 1.005 | 1.005 | 1.007 | 1.008 | 1.008 | 1.007 | 1.007 | 1.002 | 1.005 | 1.005 | 1.002 | 1.002 | 0.997 | 1.019 | 1.019 | 0.997 | 0.997 | 0.996 | 1.015 | 1.015 | 0.996 | 0.996 | 0.996 | 1.002 | 1.002 | 0.996 | 0.996 | 1.008 | 1.027 | 1.027 | 1.008 | 1.008 | 0.996 | 1.012 | 1.012 | 0.996 | 0.996 | 0.996 | 1.004 | 1.004 | 0.996 | 0.996
Whitegate Generator Unit | WG1 | GU_400930 | GLANAGOW | 220 | 0.961 | 0.964 | 0.964 | 0.961 | 0.961 | 0.96 | 0.959 | 0.959 | 0.96 | 0.96 | 0.957 | 0.956 | 0.956 | 0.957 | 0.957 | 0.959 | 0.958 | 0.958 | 0.959 | 0.959 | 0.955 | 0.958 | 0.958 | 0.955 | 0.955 | 0.967 | 0.965 | 0.965 | 0.967 | 0.967 | 0.97 | 0.983 | 0.983 | 0.97 | 0.97 | 0.973 | 0.984 | 0.984 | 0.973 | 0.973 | 0.97 | 0.969 | 0.969 | 0.97 | 0.97 | 0.993 | 1.001 | 1.001 | 0.993 | 0.993 | 0.97 | 0.978 | 0.978 | 0.97 | 0.97 | 0.973 | 0.967 | 0.967 | 0.973 | 0.973
Shannonbridge Generator Unit | WO4 | GU_400370 | SHANNONB | 110 | 0.989 | 0.993 | 0.993 | 0.989 | 0.989 | 0.989 | 0.991 | 0.991 | 0.989 | 0.989 | 0.989 | 0.991 | 0.991 | 0.989 | 0.989 | 0.989 | 0.992 | 0.992 | 0.989 | 0.989 | 0.988 | 0.991 | 0.991 | 0.988 | 0.988 | 0.991 | 0.993 | 0.993 | 0.991 | 0.991 | 0.994 | 1.011 | 1.011 | 0.994 | 0.994 | 0.993 | 1.006 | 1.006 | 0.993 | 0.993 | 0.992 | 0.994 | 0.994 | 0.992 | 0.992 | 1.011 | 1.022 | 1.022 | 1.011 | 1.011 | 0.994 | 1.006 | 1.006 | 0.994 | 0.994 | 0.992 | 0.993 | 0.993 | 0.992 | 0.992
Woodhouse Wind Farm | WS1 | GU_401680 | WOODHOUS | 110 | 0.97 | 0.974 | 0.974 | 0.97 | 0.97 | 0.97 | 0.971 | 0.971 | 0.97 | 0.97 | 0.968 | 0.969 | 0.969 | 0.968 | 0.968 | 0.97 | 0.97 | 0.97 | 0.97 | 0.97 | 0.967 | 0.97 | 0.97 | 0.967 | 0.967 | 0.976 | 0.975 | 0.975 | 0.976 | 0.976 | 0.978 | 0.992 | 0.992 | 0.978 | 0.978 | 0.979 | 0.991 | 0.991 | 0.979 | 0.979 | 0.976 | 0.976 | 0.976 | 0.976 | 0.976 | 0.998 | 1.006 | 1.006 | 0.998 | 0.998 | 0.977 | 0.985 | 0.985 | 0.977 | 0.977 | 0.977 | 0.974 | 0.974 | 0.977 | 0.977
Carrigdangan Windfarm | XA1 | GU_404330 | CARRIGDANGAN | 110 | 0.954 | 0.96 | 0.96 | 0.954 | 0.954 | 0.953 | 0.956 | 0.956 | 0.953 | 0.953 | 0.951 | 0.954 | 0.954 | 0.951 | 0.951 | 0.953 | 0.955 | 0.955 | 0.953 | 0.953 | 0.95 | 0.954 | 0.954 | 0.95 | 0.95 | 0.959 | 0.961 | 0.961 | 0.959 | 0.959 | 0.964 | 0.981 | 0.981 | 0.964 | 0.964 | 0.965 | 0.979 | 0.979 | 0.965 | 0.965 | 0.963 | 0.965 | 0.965 | 0.963 | 0.963 | 0.983 | 0.995 | 0.995 | 0.983 | 0.983 | 0.962 | 0.974 | 0.974 | 0.962 | 0.962 | 0.963 | 0.962 | 0.962 | 0.963 | 0.963
Black Lough WFPS | XL1 | GU_403990 | GLENREE | 110 | 0.956 | 0.971 | 0.971 | 0.956 | 0.956 | 0.957 | 0.971 | 0.971 | 0.957 | 0.957 | 0.955 | 0.967 | 0.967 | 0.955 | 0.955 | 0.954 | 0.966 | 0.966 | 0.954 | 0.954 | 0.955 | 0.966 | 0.966 | 0.955 | 0.955 | 0.952 | 0.965 | 0.965 | 0.952 | 0.952 | 0.948 | 0.974 | 0.974 | 0.948 | 0.948 | 0.947 | 0.971 | 0.971 | 0.947 | 0.947 | 0.946 | 0.958 | 0.958 | 0.946 | 0.946 | 0.96 | 0.984 | 0.984 | 0.96 | 0.96 | 0.945 | 0.966 | 0.966 | 0.945 | 0.945 | 0.945 | 0.957 | 0.957 | 0.945 | 0.945
Carrowleagh Windfarm | XR1 | GU_401280 | GLENREE | 110 | 0.956 | 0.971 | 0.971 | 0.956 | 0.956 | 0.957 | 0.971 | 0.971 | 0.957 | 0.957 | 0.955 | 0.967 | 0.967 | 0.955 | 0.955 | 0.954 | 0.966 | 0.966 | 0.954 | 0.954 | 0.955 | 0.966 | 0.966 | 0.955 | 0.955 | 0.952 | 0.965 | 0.965 | 0.952 | 0.952 | 0.948 | 0.974 | 0.974 | 0.948 | 0.948 | 0.947 | 0.971 | 0.971 | 0.947 | 0.947 | 0.946 | 0.958 | 0.958 | 0.946 | 0.946 | 0.96 | 0.984 | 0.984 | 0.96 | 0.96 | 0.945 | 0.966 | 0.966 | 0.945 | 0.945 | 0.945 | 0.957 | 0.957 | 0.945 | 0.945
Beenanaspuck and Tobertoreen Windfarm | XT1 | GU_404000 | ATHEA | 110 | 0.967 | 0.97 | 0.97 | 0.967 | 0.967 | 0.965 | 0.967 | 0.967 | 0.965 | 0.965 | 0.963 | 0.964 | 0.964 | 0.963 | 0.963 | 0.963 | 0.964 | 0.964 | 0.963 | 0.963 | 0.961 | 0.963 | 0.963 | 0.961 | 0.961 | 0.969 | 0.969 | 0.969 | 0.969 | 0.969 | 0.979 | 0.994 | 0.994 | 0.979 | 0.979 | 0.978 | 0.99 | 0.99 | 0.978 | 0.978 | 0.978 | 0.978 | 0.978 | 0.978 | 0.978 | 0.994 | 1.005 | 1.005 | 0.994 | 0.994 | 0.977 | 0.986 | 0.986 | 0.977 | 0.977 | 0.975 | 0.973 | 0.973 | 0.975 | 0.975
Beenanaspuck and Tobertoreen Battery | XT2 | GU_404010 | ATHEA | 110 | 0.967 | 0.97 | 0.97 | 0.967 | 0.967 | 0.965 | 0.967 | 0.967 | 0.965 | 0.965 | 0.963 | 0.964 | 0.964 | 0.963 | 0.963 | 0.963 | 0.964 | 0.964 | 0.963 | 0.963 | 0.961 | 0.963 | 0.963 | 0.961 | 0.961 | 0.969 | 0.969 | 0.969 | 0.969 | 0.969 | 0.979 | 0.994 | 0.994 | 0.979 | 0.979 | 0.978 | 0.99 | 0.99 | 0.978 | 0.978 | 0.978 | 0.978 | 0.978 | 0.978 | 0.978 | 0.994 | 1.005 | 1.005 | 0.994 | 0.994 | 0.977 | 0.986 | 0.986 | 0.977 | 0.977 | 0.975 | 0.973 | 0.973 | 0.975 | 0.975
Cronalaght 2 | YC2 | GU_403840 | TIEVEBRA | 110 | 0.967 | 0.977 | 0.977 | 0.967 | 0.967 | 0.968 | 0.978 | 0.978 | 0.968 | 0.968 | 0.97 | 0.979 | 0.979 | 0.97 | 0.97 | 0.968 | 0.978 | 0.978 | 0.968 | 0.968 | 0.972 | 0.98 | 0.98 | 0.972 | 0.972 | 0.969 | 0.978 | 0.978 | 0.969 | 0.969 | 0.966 | 0.992 | 0.992 | 0.966 | 0.966 | 0.965 | 0.99 | 0.99 | 0.965 | 0.965 | 0.963 | 0.976 | 0.976 | 0.963 | 0.963 | 0.977 | 1.003 | 1.003 | 0.977 | 0.977 | 0.963 | 0.985 | 0.985 | 0.963 | 0.963 | 0.962 | 0.975 | 0.975 | 0.962 | 0.962
Ballycumber Windfarm | YR1 | GU_404460 | ARKLOW | 110 | 0.995 | 0.994 | 0.994 | 0.995 | 0.995 | 0.996 | 0.993 | 0.993 | 0.996 | 0.996 | 0.995 | 0.993 | 0.993 | 0.995 | 0.995 | 0.996 | 0.994 | 0.994 | 0.996 | 0.996 | 0.995 | 0.993 | 0.993 | 0.995 | 0.995 | 0.996 | 0.994 | 0.994 | 0.996 | 0.996 | 0.996 | 1.011 | 1.011 | 0.996 | 0.996 | 0.997 | 1.007 | 1.007 | 0.997 | 0.997 | 0.997 | 0.994 | 0.994 | 0.997 | 0.997 | 1.013 | 1.02 | 1.02 | 1.013 | 1.013 | 0.998 | 1.005 | 1.005 | 0.998 | 0.998 | 0.998 | 0.994 | 0.994 | 0.998 | 0.998
Cleanrath | YT1 | GU_403810 | COOMAGEA | 110 | 0.957 | 0.961 | 0.961 | 0.957 | 0.957 | 0.955 | 0.957 | 0.957 | 0.955 | 0.955 | 0.953 | 0.955 | 0.955 | 0.953 | 0.953 | 0.954 | 0.955 | 0.955 | 0.954 | 0.954 | 0.951 | 0.955 | 0.955 | 0.951 | 0.951 | 0.96 | 0.961 | 0.961 | 0.96 | 0.96 | 0.967 | 0.983 | 0.983 | 0.967 | 0.967 | 0.968 | 0.981 | 0.981 | 0.968 | 0.968 | 0.967 | 0.968 | 0.968 | 0.967 | 0.967 | 0.985 | 0.996 | 0.996 | 0.985 | 0.985 | 0.965 | 0.976 | 0.976 | 0.965 | 0.965 | 0.965 | 0.963 | 0.963 | 0.965 | 0.965
Cloghervaddy 2 Windfarm | YV2 | GU_404630 | BINBANE | 110 | 0.965 | 0.975 | 0.975 | 0.965 | 0.965 | 0.966 | 0.976 | 0.976 | 0.966 | 0.966 | 0.968 | 0.977 | 0.977 | 0.968 | 0.968 | 0.966 | 0.975 | 0.975 | 0.966 | 0.966 | 0.97 | 0.978 | 0.978 | 0.97 | 0.97 | 0.967 | 0.976 | 0.976 | 0.967 | 0.967 | 0.966 | 0.991 | 0.991 | 0.966 | 0.966 | 0.966 | 0.989 | 0.989 | 0.966 | 0.966 | 0.964 | 0.975 | 0.975 | 0.964 | 0.964 | 0.978 | 1.002 | 1.002 | 0.978 | 0.978 | 0.963 | 0.984 | 0.984 | 0.963 | 0.963 | 0.962 | 0.974 | 0.974 | 0.962 | 0.962
*Note
DLAFs for GP1, IH1, KF1, KF2 and OD1 are not applied at source and have been assumed to be unity in each case. The CLAFs for these units will be revised when the DLAFs have been determined by the DSO and provided to the TSO.

## DLAFs Sep 22_Sep 23
2022/2023 DISTRIBUTION LOSS ADJUSTMENT FACTORS - ROI BASED MARKET PARTICIPANTS
Trading Year | 2022
[5 empty] | 2022 | 2022 | 2022 | 2022 | 2022 | 2022 | 2022 | 2022 | 2023 | 2023 | 2023 | 2023 | 2023 | 2023 | 2023 | 2023 | 2023 | 2023 | 2023 | 2023 | 2023 | 2023 | 2023 | 2023 | 2023 | 2023
Market Participant - Distribution Connected | Unit ID TSO | Unit ID SEMO | Transmission Station | kV | SEP_Day | SEP_Night | OCT_Day | OCT_Night | NOV_Day | NOV_Night | DEC_Day | DEC_Night | JAN_Day | JAN_Night | FEB_Day | FEB_Night | MAR_Day | MAR_Night | APR_Day | APR_Night | MAY_Day | MAY_Night | JUNE_Day | JUNE_Night | JULY_Day | JULY_Night | AUG_Day | AUG_Night | SEP_Day | SEP_Night
Gardnershill Battery | GP1 | GU_404510 | FINGLAS | 110 | 1.0373 | 1.0313 | 1 | 1 | 1 | 1 | 1 | 1 | 1 | 1 | 1 | 1 | 1 | 1 | 1 | 1 | 1 | 1 | 1 | 1 | 1 | 1 | 1 | 1 | 1 | 1
Kylemore | IH1 | GU_403630 | Inchicore | 110 | 0.9999 | 0.9999 | 1 | 1 | 1 | 1 | 1 | 1 | 1 | 1 | 1 | 1 | 1 | 1 | 1 | 1 | 1 | 1 | 1 | 1 | 1 | 1 | 1 | 1 | 1 | 1
Killala Windfarm | KF1 | GU_403750 | TAWNAGHMORE | 110 | 0.9957 | 0.9957 | 1 | 1 | 1 | 1 | 1 | 1 | 1 | 1 | 1 | 1 | 1 | 1 | 1 | 1 | 1 | 1 | 1 | 1 | 1 | 1 | 1 | 1 | 1 | 1
Killala Battery | KF2 | GU_404550 | TAWNAGHMORE | 110 | 0.9957 | 0.9957 | 1 | 1 | 1 | 1 | 1 | 1 | 1 | 1 | 1 | 1 | 1 | 1 | 1 | 1 | 1 | 1 | 1 | 1 | 1 | 1 | 1 | 1 | 1 | 1
Gorey BESS | OD1 | GU_404540 | Banoge | 110 | 1.0376 | 1.0316 | 1 | 1 | 1 | 1 | 1 | 1 | 1 | 1 | 1 | 1 | 1 | 1 | 1 | 1 | 1 | 1 | 1 | 1 | 1 | 1 | 1 | 1 | 1 | 1

## TLAFs Sep 22_Sep 23
2022/2023 SINGLE ELECTRICITY MARKET TRANSMISSION LOSS ADJUSTMENT FACTORS - ROI BASED MARKET PARTICIPANTS
Trading Year | 2022
[5 empty] | 2022 | 2022 | 2022 | 2022 | 2022 | 2022 | 2022 | 2022 | 2023 | 2023 | 2023 | 2023 | 2023 | 2023 | 2023 | 2023 | 2023 | 2023 | 2023 | 2023 | 2023 | 2023 | 2023 | 2023 | 2023 | 2023
Market Participant - Distribution Connected | Unit ID TSO | Unit ID SEMO | Transmission Station | kV | SEP_Day | SEP_Night | OCT_Day | OCT_Night | NOV_Day | NOV_Night | DEC_Day | DEC_Night | JAN_Day | JAN_Night | FEB_Day | FEB_Night | MAR_Day | MAR_Night | APR_Day | APR_Night | MAY_Day | MAY_Night | JUNE_Day | JUNE_Night | JULY_Day | JULY_Night | AUG_Day | AUG_Night | SEP_Day | SEP_Night
Ardnacrusha 1 Generator Unit | AA1 | GU_400200 | ARDNACRUSHA | 110 | 0.979 | 0.976 | 0.976 | 0.972 | 0.972 | 0.968 | 0.97 | 0.967 | 0.969 | 0.968 | 0.969 | 0.966 | 0.976 | 0.977 | 0.998 | 0.985 | 0.994 | 0.983 | 0.983 | 0.983 | 1.011 | 1.001 | 0.99 | 0.982 | 0.978 | 0.981
Ardnacrusha 2 Generator Unit | AA2 | GU_400201 | ARDNACRUSHA | 110 | 0.979 | 0.976 | 0.976 | 0.972 | 0.972 | 0.968 | 0.97 | 0.967 | 0.969 | 0.968 | 0.969 | 0.966 | 0.976 | 0.977 | 0.998 | 0.985 | 0.994 | 0.983 | 0.983 | 0.983 | 1.011 | 1.001 | 0.99 | 0.982 | 0.978 | 0.981
Ardnacrusha 3 Generator Unit | AA3 | GU_400202 | ARDNACRUSHA | 110 | 0.979 | 0.976 | 0.976 | 0.972 | 0.972 | 0.968 | 0.97 | 0.967 | 0.969 | 0.968 | 0.969 | 0.966 | 0.976 | 0.977 | 0.998 | 0.985 | 0.994 | 0.983 | 0.983 | 0.983 | 1.011 | 1.001 | 0.99 | 0.982 | 0.978 | 0.981
Ardnacrusha 4 Generator Unit | AA4 | GU_400203 | ARDNACRUSHA | 110 | 0.979 | 0.976 | 0.976 | 0.972 | 0.972 | 0.968 | 0.97 | 0.967 | 0.969 | 0.968 | 0.969 | 0.966 | 0.976 | 0.977 | 0.998 | 0.985 | 0.994 | 0.983 | 0.983 | 0.983 | 1.011 | 1.001 | 0.99 | 0.982 | 0.978 | 0.981
Cnoc Windfarms | AC1 | GU_401670 | THURLES | 110 | 0.982 | 0.976 | 0.984 | 0.977 | 0.982 | 0.977 | 0.982 | 0.977 | 0.983 | 0.978 | 0.982 | 0.976 | 0.985 | 0.982 | 1.003 | 0.984 | 0.999 | 0.983 | 0.986 | 0.982 | 1.015 | 1.001 | 0.996 | 0.983 | 0.984 | 0.982
Aghada 2 Generator Unit | AD2 | GU_400850 | LONGPOINT | 220 | 0.969 | 0.966 | 0.964 | 0.961 | 0.959 | 0.96 | 0.956 | 0.957 | 0.958 | 0.959 | 0.958 | 0.955 | 0.965 | 0.967 | 0.983 | 0.97 | 0.984 | 0.973 | 0.969 | 0.97 | 1.001 | 0.993 | 0.978 | 0.97 | 0.967 | 0.973
Adhada BESS | AD3 | GU_403560 | AGHADA_B | 110 | 0.969 | 0.966 | 0.964 | 0.961 | 0.959 | 0.96 | 0.956 | 0.957 | 0.958 | 0.959 | 0.958 | 0.955 | 0.965 | 0.967 | 0.983 | 0.97 | 0.984 | 0.973 | 0.969 | 0.97 | 1.001 | 0.993 | 0.978 | 0.97 | 0.967 | 0.973
Athea Wind Farm | AH1 | GU_401380 | ATHEA | 110 | 0.978 | 0.976 | 0.97 | 0.967 | 0.967 | 0.965 | 0.964 | 0.963 | 0.964 | 0.963 | 0.963 | 0.961 | 0.969 | 0.969 | 0.994 | 0.979 | 0.99 | 0.978 | 0.978 | 0.978 | 1.005 | 0.994 | 0.986 | 0.977 | 0.973 | 0.975
Carrickallen Windfarm | AL1 | GU_402220 | SHANKILL | 110 | 0.992 | 0.986 | 1.003 | 0.998 | 1.005 | 0.999 | 1.006 | 1.001 | 1.006 | 1 | 1.007 | 1.002 | 1.004 | 0.998 | 1.018 | 0.993 | 1.015 | 0.992 | 1.001 | 0.991 | 1.027 | 1.004 | 1.011 | 0.991 | 1.003 | 0.991
Arthurstown 1(ESB) Generator Unit | AR2 | GU_400570 | KILTEEL | 110 | 0.995 | 0.992 | 1.004 | 1.003 | 1.005 | 1.005 | 1.007 | 1.007 | 1.006 | 1.007 | 1.005 | 1.006 | 1.005 | 1.005 | 1.021 | 1.003 | 1.015 | 1.001 | 1.003 | 1.002 | 1.033 | 1.022 | 1.019 | 1.007 | 1.004 | 1.002
ESB Arklow Bank | ARB | GU_401020 | ARKLOW | 110 | 0.988 | 0.986 | 0.994 | 0.995 | 0.993 | 0.996 | 0.993 | 0.995 | 0.994 | 0.996 | 0.993 | 0.995 | 0.994 | 0.996 | 1.011 | 0.996 | 1.007 | 0.997 | 0.994 | 0.997 | 1.02 | 1.013 | 1.005 | 0.998 | 0.994 | 0.998
Acres Windfarm | AS1 | GU_401820 | CATH_FALL | 110 | 0.979 | 0.974 | 0.981 | 0.975 | 0.981 | 0.975 | 0.981 | 0.977 | 0.98 | 0.975 | 0.982 | 0.979 | 0.981 | 0.977 | 0.997 | 0.975 | 0.995 | 0.974 | 0.982 | 0.973 | 1.009 | 0.987 | 0.991 | 0.972 | 0.98 | 0.971
AGHADA CT11 Generator Unit | AT1 | GU_400181 | AGHADA_B | 220 | 0.97 | 0.967 | 0.964 | 0.961 | 0.959 | 0.96 | 0.956 | 0.957 | 0.958 | 0.959 | 0.958 | 0.955 | 0.965 | 0.967 | 0.983 | 0.97 | 0.984 | 0.973 | 0.969 | 0.97 | 1.001 | 0.993 | 0.978 | 0.97 | 0.967 | 0.973
AGHADA CT12 Generator Unit | AT2 | GU_400182 | AGHADA_B | 220 | 0.97 | 0.967 | 0.964 | 0.961 | 0.959 | 0.96 | 0.956 | 0.957 | 0.958 | 0.959 | 0.958 | 0.955 | 0.965 | 0.967 | 0.983 | 0.97 | 0.984 | 0.973 | 0.969 | 0.97 | 1.001 | 0.993 | 0.978 | 0.97 | 0.967 | 0.973
AGHADA CT14 Generator Unit | AT4 | GU_400183 | AGH_AT | 220 | 0.97 | 0.967 | 0.964 | 0.961 | 0.959 | 0.96 | 0.956 | 0.957 | 0.958 | 0.959 | 0.958 | 0.955 | 0.965 | 0.967 | 0.983 | 0.97 | 0.984 | 0.973 | 0.969 | 0.97 | 1.001 | 0.993 | 0.978 | 0.97 | 0.967 | 0.973
Ballybane Generator Unit | BA1 | GU_400650 | BALLYLICKEY | 110 | 0.967 | 0.961 | 0.958 | 0.95 | 0.955 | 0.949 | 0.953 | 0.947 | 0.954 | 0.949 | 0.954 | 0.946 | 0.96 | 0.955 | 0.979 | 0.961 | 0.978 | 0.962 | 0.963 | 0.96 | 0.993 | 0.98 | 0.972 | 0.959 | 0.961 | 0.96
Ballybane Wind Farm Phase 2 | BA2 | GU_401790 | BALLYLICKEY | 110 | 0.967 | 0.961 | 0.958 | 0.95 | 0.955 | 0.949 | 0.953 | 0.947 | 0.954 | 0.949 | 0.954 | 0.946 | 0.96 | 0.955 | 0.979 | 0.961 | 0.978 | 0.962 | 0.963 | 0.96 | 0.993 | 0.98 | 0.972 | 0.959 | 0.961 | 0.96
Ballybane Wind Farm Phase 3 | BA3 | GU_402010 | BALLYLICKEY | 110 | 0.967 | 0.961 | 0.958 | 0.95 | 0.955 | 0.949 | 0.953 | 0.947 | 0.954 | 0.949 | 0.954 | 0.946 | 0.96 | 0.955 | 0.979 | 0.961 | 0.978 | 0.962 | 0.963 | 0.96 | 0.993 | 0.98 | 0.972 | 0.959 | 0.961 | 0.96
Ballincollig Hill Generator Unit | BCW | GU_401000 | TRALEE | 110 | 0.977 | 0.971 | 0.971 | 0.965 | 0.968 | 0.963 | 0.965 | 0.961 | 0.966 | 0.962 | 0.965 | 0.96 | 0.971 | 0.968 | 0.994 | 0.977 | 0.99 | 0.976 | 0.977 | 0.976 | 1.005 | 0.992 | 0.985 | 0.973 | 0.972 | 0.972
Bindoo Generator Unit | BD1 | GU_400050 | RATRUSSAN | 110 | 0.99 | 0.985 | 1 | 0.995 | 1.002 | 0.996 | 1.003 | 0.998 | 1.002 | 0.997 | 1.003 | 0.999 | 1 | 0.995 | 1.014 | 0.99 | 1.011 | 0.989 | 0.998 | 0.988 | 1.023 | 1.001 | 1.008 | 0.988 | 0.999 | 0.988
Barranafaddock Windfarm | BF1 | GU_401810 | BARRYMORE | 110 | 0.974 | 0.97 | 0.972 | 0.967 | 0.968 | 0.966 | 0.966 | 0.964 | 0.968 | 0.966 | 0.967 | 0.963 | 0.974 | 0.973 | 0.992 | 0.977 | 0.991 | 0.978 | 0.976 | 0.976 | 1.007 | 0.998 | 0.985 | 0.976 | 0.975 | 0.977
Boggeragh Windfarm Generator Unit | BG1 | GU_400910 | BOGGERAGH | 110 | 0.969 | 0.965 | 0.96 | 0.955 | 0.956 | 0.954 | 0.954 | 0.951 | 0.955 | 0.952 | 0.954 | 0.949 | 0.961 | 0.959 | 0.982 | 0.965 | 0.98 | 0.966 | 0.966 | 0.964 | 0.996 | 0.984 | 0.974 | 0.963 | 0.963 | 0.964
Boggeragh 2 Windfarm | BG2 | GU_401840 | BOGGERAGH | 110 | 0.969 | 0.965 | 0.96 | 0.955 | 0.956 | 0.954 | 0.954 | 0.951 | 0.955 | 0.952 | 0.954 | 0.949 | 0.961 | 0.959 | 0.982 | 0.965 | 0.98 | 0.966 | 0.966 | 0.964 | 0.996 | 0.984 | 0.974 | 0.963 | 0.963 | 0.964
Boolynagleragh Windfarm | BJ1 | GU_403770 | SLIEVECALLAN | 110 | 0.98 | 0.976 | 0.976 | 0.972 | 0.974 | 0.97 | 0.972 | 0.968 | 0.972 | 0.969 | 0.971 | 0.967 | 0.976 | 0.974 | 0.998 | 0.982 | 0.994 | 0.98 | 0.982 | 0.98 | 1.009 | 0.996 | 0.99 | 0.979 | 0.978 | 0.978
Beam Hill Wind Farm | BM1 | GU_404560 | TRILLICK | 110 | 0.966 | 0.955 | 0.971 | 0.957 | 0.973 | 0.959 | 0.975 | 0.962 | 0.973 | 0.96 | 0.975 | 0.964 | 0.972 | 0.96 | 0.988 | 0.956 | 0.986 | 0.955 | 0.971 | 0.953 | 0.999 | 0.967 | 0.98 | 0.953 | 0.971 | 0.952
Bawnmore Windfarm | BN1 | GU_401150 | MACROOM | 110 | 0.971 | 0.967 | 0.964 | 0.959 | 0.96 | 0.958 | 0.957 | 0.955 | 0.958 | 0.957 | 0.958 | 0.954 | 0.965 | 0.964 | 0.986 | 0.969 | 0.984 | 0.97 | 0.97 | 0.968 | 1 | 0.988 | 0.978 | 0.967 | 0.967 | 0.968
BRUREE HYDRO | BR1 | GU_400670 | CHARLEVILLE | 110 | 0.975 | 0.97 | 0.973 | 0.967 | 0.969 | 0.966 | 0.967 | 0.964 | 0.968 | 0.965 | 0.968 | 0.962 | 0.974 | 0.972 | 0.993 | 0.978 | 0.992 | 0.978 | 0.978 | 0.976 | 1.008 | 0.996 | 0.986 | 0.975 | 0.975 | 0.976
Ballybay | BS1 | GU_402140 | THURLES | 110 | 0.982 | 0.976 | 0.984 | 0.977 | 0.982 | 0.977 | 0.982 | 0.977 | 0.983 | 0.978 | 0.982 | 0.976 | 0.985 | 0.982 | 1.003 | 0.984 | 0.999 | 0.983 | 0.986 | 0.982 | 1.015 | 1.001 | 0.996 | 0.983 | 0.984 | 0.982
Booltiagh Windfarm | BT1 | GU_401720 | BOOLTIAGH | 110 | 0.978 | 0.975 | 0.972 | 0.968 | 0.969 | 0.966 | 0.967 | 0.964 | 0.967 | 0.965 | 0.966 | 0.962 | 0.971 | 0.97 | 0.995 | 0.979 | 0.991 | 0.977 | 0.979 | 0.978 | 1.006 | 0.994 | 0.987 | 0.977 | 0.974 | 0.975
Booltiagh 2 Wind Farm | BT2 | GU_401730 | BOOLTIAGH | 110 | 0.978 | 0.975 | 0.972 | 0.968 | 0.969 | 0.966 | 0.967 | 0.964 | 0.967 | 0.965 | 0.966 | 0.962 | 0.971 | 0.97 | 0.995 | 0.979 | 0.991 | 0.977 | 0.979 | 0.978 | 1.006 | 0.994 | 0.987 | 0.977 | 0.974 | 0.975
Bruckana Wind Farm Limited | BU1 | GU_401700 | LISHEEN | 110 | 0.98 | 0.973 | 0.98 | 0.972 | 0.979 | 0.972 | 0.978 | 0.972 | 0.979 | 0.973 | 0.979 | 0.971 | 0.982 | 0.976 | 0.999 | 0.979 | 0.995 | 0.978 | 0.982 | 0.976 | 1.011 | 0.996 | 0.992 | 0.978 | 0.981 | 0.976
Ballywater Generator Unit | BW1 | GU_404300 | CRANE | 110 | 0.983 | 0.981 | 0.985 | 0.984 | 0.984 | 0.986 | 0.984 | 0.985 | 0.985 | 0.986 | 0.984 | 0.984 | 0.986 | 0.988 | 1.003 | 0.988 | 0.999 | 0.988 | 0.986 | 0.987 | 1.014 | 1.007 | 0.997 | 0.99 | 0.986 | 0.988
Ballymartin Wind Farm Phase 1 | BX1 | GU_401710 | WATERFORD | 110 | 0.979 | 0.977 | 0.979 | 0.976 | 0.977 | 0.977 | 0.976 | 0.975 | 0.977 | 0.976 | 0.977 | 0.974 | 0.98 | 0.981 | 0.997 | 0.983 | 0.994 | 0.984 | 0.98 | 0.981 | 1.011 | 1.005 | 0.991 | 0.985 | 0.98 | 0.982
Ballymartin Wind Farm Phase 2 | BX2 | GU_401760 | WATERFORD | 110 | 0.979 | 0.977 | 0.979 | 0.976 | 0.977 | 0.977 | 0.976 | 0.975 | 0.977 | 0.976 | 0.977 | 0.974 | 0.98 | 0.981 | 0.997 | 0.983 | 0.994 | 0.984 | 0.98 | 0.981 | 1.011 | 1.005 | 0.991 | 0.985 | 0.98 | 0.982
Ballycadden Wind Farm | BY1 | GU_401290 | LODGEWOOD | 110 | 0.983 | 0.981 | 0.984 | 0.983 | 0.983 | 0.985 | 0.983 | 0.984 | 0.984 | 0.985 | 0.983 | 0.983 | 0.985 | 0.987 | 1.002 | 0.987 | 0.998 | 0.988 | 0.985 | 0.986 | 1.013 | 1.007 | 0.996 | 0.989 | 0.985 | 0.987
Ballycadden Wind Farm Phase 2 | BY2 | GU_401360 | LODGEWOOD | 110 | 0.983 | 0.981 | 0.984 | 0.983 | 0.983 | 0.985 | 0.983 | 0.984 | 0.984 | 0.985 | 0.983 | 0.983 | 0.985 | 0.987 | 1.002 | 0.987 | 0.998 | 0.988 | 0.985 | 0.986 | 1.013 | 1.007 | 0.996 | 0.989 | 0.985 | 0.987
Cark Wind Farm | CAR | GU_403900 | LETTERKENNY | 110 | 0.976 | 0.967 | 0.979 | 0.969 | 0.98 | 0.97 | 0.982 | 0.972 | 0.98 | 0.971 | 0.983 | 0.975 | 0.98 | 0.971 | 0.995 | 0.967 | 0.994 | 0.967 | 0.979 | 0.965 | 1.007 | 0.979 | 0.988 | 0.965 | 0.978 | 0.964
Carraigcannon Windfarm (Gen Unit) | CD1 | GU_401070 | BOGGERAGH | 110 | 0.969 | 0.965 | 0.96 | 0.955 | 0.956 | 0.954 | 0.954 | 0.951 | 0.955 | 0.952 | 0.954 | 0.949 | 0.961 | 0.959 | 0.982 | 0.965 | 0.98 | 0.966 | 0.966 | 0.964 | 0.996 | 0.984 | 0.974 | 0.963 | 0.963 | 0.964
Coomagearlahy Generator Unit | CG1 | GU_404210 | COOMAGEARLAH | 110 | 0.971 | 0.967 | 0.964 | 0.958 | 0.96 | 0.956 | 0.958 | 0.954 | 0.959 | 0.955 | 0.958 | 0.952 | 0.964 | 0.962 | 0.986 | 0.969 | 0.983 | 0.969 | 0.97 | 0.968 | 0.999 | 0.986 | 0.978 | 0.966 | 0.966 | 0.966
SWS Green Energy Gen Unit (Sillahertane) | CG2 | GU_400730 | COOMAGEARLAH | 110 | 0.971 | 0.967 | 0.964 | 0.958 | 0.96 | 0.956 | 0.958 | 0.954 | 0.959 | 0.955 | 0.958 | 0.952 | 0.964 | 0.962 | 0.986 | 0.969 | 0.983 | 0.969 | 0.97 | 0.968 | 0.999 | 0.986 | 0.978 | 0.966 | 0.966 | 0.966
SWS Kilgarvan Ext Inchincoosh | CG3 | GU_400731 | COOMAGEARLAH | 110 | 0.971 | 0.967 | 0.964 | 0.958 | 0.96 | 0.956 | 0.958 | 0.954 | 0.959 | 0.955 | 0.958 | 0.952 | 0.964 | 0.962 | 0.986 | 0.969 | 0.983 | 0.969 | 0.97 | 0.968 | 0.999 | 0.986 | 0.978 | 0.966 | 0.966 | 0.966
Pallas Generator Unit | CJ1 | GU_400660 | CLAHANE | 110 | 0.976 | 0.973 | 0.969 | 0.965 | 0.966 | 0.963 | 0.964 | 0.961 | 0.964 | 0.962 | 0.963 | 0.959 | 0.969 | 0.967 | 0.994 | 0.976 | 0.99 | 0.975 | 0.978 | 0.975 | 1.005 | 0.991 | 0.986 | 0.972 | 0.972 | 0.97
Clahane 2 Windfarm | CJ2 | GU_401980 | CLAHANE | 110 | 0.976 | 0.973 | 0.969 | 0.965 | 0.966 | 0.963 | 0.964 | 0.961 | 0.964 | 0.962 | 0.963 | 0.959 | 0.969 | 0.967 | 0.994 | 0.976 | 0.99 | 0.975 | 0.978 | 0.975 | 1.005 | 0.991 | 0.986 | 0.972 | 0.972 | 0.97
Castledockrell Windfarm (Gen Unit) | CK1 | GU_403390 | LODGEWOOD | 110 | 0.983 | 0.981 | 0.984 | 0.983 | 0.983 | 0.985 | 0.983 | 0.984 | 0.984 | 0.985 | 0.983 | 0.983 | 0.985 | 0.987 | 1.002 | 0.987 | 0.998 | 0.988 | 0.985 | 0.986 | 1.013 | 1.007 | 0.996 | 0.989 | 0.985 | 0.987
Cloghboola Wind Farm | CL1 | GU_401830 | CLOGHBOOLA | 110 | 0.977 | 0.974 | 0.968 | 0.965 | 0.965 | 0.963 | 0.963 | 0.961 | 0.963 | 0.961 | 0.962 | 0.959 | 0.968 | 0.967 | 0.993 | 0.977 | 0.988 | 0.976 | 0.977 | 0.976 | 1.003 | 0.992 | 0.985 | 0.975 | 0.971 | 0.973
Curraghmore Hydro Plant | CM1 | GU_401200 | BALLYLICKEY | 110 | 0.967 | 0.961 | 0.958 | 0.95 | 0.955 | 0.949 | 0.953 | 0.947 | 0.954 | 0.949 | 0.954 | 0.946 | 0.96 | 0.955 | 0.979 | 0.961 | 0.978 | 0.962 | 0.963 | 0.96 | 0.993 | 0.98 | 0.972 | 0.959 | 0.961 | 0.96
Carnsore Point Generator Unit | CNS | GU_400470 | WEXFORD | 110 | 0.982 | 0.979 | 0.985 | 0.981 | 0.984 | 0.983 | 0.983 | 0.982 | 0.984 | 0.983 | 0.984 | 0.981 | 0.986 | 0.986 | 1.002 | 0.987 | 0.999 | 0.988 | 0.986 | 0.985 | 1.015 | 1.008 | 0.997 | 0.989 | 0.985 | 0.986
Cappawhite | CP1 | GU_402150 | CAUTEEN | 110 | 0.978 | 0.974 | 0.976 | 0.97 | 0.973 | 0.968 | 0.971 | 0.967 | 0.972 | 0.968 | 0.971 | 0.966 | 0.976 | 0.974 | 0.996 | 0.98 | 0.993 | 0.979 | 0.98 | 0.978 | 1.009 | 0.997 | 0.989 | 0.978 | 0.977 | 0.977
Cappawhite B Windfarm | CP3 | GU_402340 | CAUTEEN | 110 | 0.978 | 0.974 | 0.976 | 0.97 | 0.973 | 0.968 | 0.971 | 0.967 | 0.972 | 0.968 | 0.971 | 0.966 | 0.976 | 0.974 | 0.996 | 0.98 | 0.993 | 0.979 | 0.98 | 0.978 | 1.009 | 0.997 | 0.989 | 0.978 | 0.977 | 0.977
Clady Generating Station | CU1 | GU_401190 | BINBANE | 110 | 0.974 | 0.966 | 0.975 | 0.965 | 0.976 | 0.966 | 0.977 | 0.968 | 0.975 | 0.966 | 0.978 | 0.97 | 0.976 | 0.967 | 0.991 | 0.966 | 0.989 | 0.966 | 0.975 | 0.964 | 1.002 | 0.978 | 0.984 | 0.963 | 0.974 | 0.962
Cuillagh Generator Unit | CUH | GU_400030 | LETTERKENNY | 110 | 0.976 | 0.967 | 0.979 | 0.969 | 0.98 | 0.97 | 0.982 | 0.972 | 0.98 | 0.971 | 0.983 | 0.975 | 0.98 | 0.971 | 0.995 | 0.967 | 0.994 | 0.967 | 0.979 | 0.965 | 1.007 | 0.979 | 0.988 | 0.965 | 0.978 | 0.964
Coomacheo Generator Unit | CZ1 | GU_400591 | GARROW | 110 | 0.971 | 0.968 | 0.963 | 0.959 | 0.96 | 0.958 | 0.957 | 0.955 | 0.958 | 0.956 | 0.957 | 0.953 | 0.964 | 0.963 | 0.986 | 0.97 | 0.984 | 0.97 | 0.97 | 0.969 | 0.999 | 0.987 | 0.979 | 0.968 | 0.966 | 0.968
Glanaruddery 1 Windfarm | DA1 | GU_404490 | CLOGHBOOLA | 110 | 0.977 | 0.974 | 0.968 | 0.965 | 0.965 | 0.963 | 0.963 | 0.961 | 0.963 | 0.961 | 0.962 | 0.959 | 0.968 | 0.967 | 0.993 | 0.977 | 0.988 | 0.976 | 0.977 | 0.976 | 1.003 | 0.992 | 0.985 | 0.975 | 0.971 | 0.973
Glanaruddery 2 Windfarm | DA2 | GU_404500 | CLOGHBOOLA | 110 | 0.977 | 0.974 | 0.968 | 0.965 | 0.965 | 0.963 | 0.963 | 0.961 | 0.963 | 0.961 | 0.962 | 0.959 | 0.968 | 0.967 | 0.993 | 0.977 | 0.988 | 0.976 | 0.977 | 0.976 | 1.003 | 0.992 | 0.985 | 0.975 | 0.971 | 0.973
Dublin Bay Generator Unit | DB1 | GU_400500 | IRISHTOWN | 220 | 0.993 | 0.992 | 1.001 | 1.005 | 1.001 | 1.006 | 1.002 | 1.006 | 1.003 | 1.007 | 1.002 | 1.006 | 1.001 | 1.005 | 1.018 | 1.003 | 1.013 | 1.004 | 1.002 | 1.006 | 1.025 | 1.018 | 1.012 | 1.005 | 1.002 | 1.007
Cordal 1 Windfarm | DL1 | GU_402110 | CORDAL | 110 | 0.973 | 0.97 | 0.965 | 0.961 | 0.962 | 0.959 | 0.959 | 0.957 | 0.96 | 0.958 | 0.959 | 0.955 | 0.965 | 0.964 | 0.988 | 0.972 | 0.985 | 0.972 | 0.972 | 0.971 | 1 | 0.989 | 0.98 | 0.97 | 0.968 | 0.969
Cordal 2 Windfarm | DL2 | GU_402130 | CORDAL | 110 | 0.973 | 0.97 | 0.965 | 0.961 | 0.962 | 0.959 | 0.959 | 0.957 | 0.96 | 0.958 | 0.959 | 0.955 | 0.965 | 0.964 | 0.988 | 0.972 | 0.985 | 0.972 | 0.972 | 0.971 | 1 | 0.989 | 0.98 | 0.97 | 0.968 | 0.969
Dromada Windfarm Generator Unit | DR1 | GU_400920 | DROMADA | 110 | 0.978 | 0.975 | 0.97 | 0.967 | 0.966 | 0.965 | 0.964 | 0.963 | 0.964 | 0.963 | 0.963 | 0.961 | 0.969 | 0.969 | 0.994 | 0.979 | 0.99 | 0.978 | 0.978 | 0.978 | 1.005 | 0.994 | 0.986 | 0.977 | 0.973 | 0.975
Derrysallagh Windfarm | DS1 | GU_403820 | GARVAGH | 110 | 0.98 | 0.976 | 0.984 | 0.977 | 0.983 | 0.977 | 0.983 | 0.978 | 0.982 | 0.978 | 0.982 | 0.979 | 0.983 | 0.977 | 1 | 0.978 | 0.997 | 0.978 | 0.984 | 0.977 | 1.01 | 0.991 | 0.993 | 0.976 | 0.983 | 0.976
Dromdeeveen Windfarm | DV1 | GU_401240 | GLENLARA | 110 | 0.972 | 0.969 | 0.964 | 0.959 | 0.96 | 0.957 | 0.958 | 0.955 | 0.958 | 0.956 | 0.958 | 0.953 | 0.964 | 0.962 | 0.987 | 0.97 | 0.984 | 0.97 | 0.971 | 0.969 | 0.999 | 0.987 | 0.979 | 0.968 | 0.966 | 0.967
Dublin Waste to Energy | DW1 | GU_402030 | RINGSEND | 110 | 0.994 | 0.993 | 1.003 | 1.006 | 1.003 | 1.007 | 1.004 | 1.007 | 1.004 | 1.008 | 1.003 | 1.007 | 1.003 | 1.006 | 1.019 | 1.005 | 1.015 | 1.006 | 1.003 | 1.007 | 1.027 | 1.019 | 1.014 | 1.006 | 1.004 | 1.008
Derrybrien Wind Farm | DY1 | GU_401440 | DERRYBRIEN | 110 | 0.977 | 0.974 | 0.976 | 0.971 | 0.974 | 0.97 | 0.973 | 0.97 | 0.973 | 0.97 | 0.972 | 0.969 | 0.975 | 0.973 | 0.995 | 0.979 | 0.991 | 0.977 | 0.979 | 0.977 | 1.006 | 0.995 | 0.989 | 0.978 | 0.976 | 0.976
Edenderry Power Supply | ED1 | GU_401860 | CUSHALING | 110 | 0.984 | 0.98 | 0.984 | 0.977 | 0.984 | 0.979 | 0.989 | 0.984 | 0.986 | 0.981 | 0.985 | 0.979 | 0.984 | 0.979 | 1.002 | 0.981 | 0.993 | 0.975 | 0.982 | 0.976 | 1.028 | 1.016 | 1.013 | 0.998 | 0.982 | 0.975
Cushaling Power PPMG1 | ED3 | GU_401010 | CUSHALING | 110 | 0.984 | 0.98 | 0.984 | 0.977 | 0.984 | 0.979 | 0.989 | 0.984 | 0.986 | 0.981 | 0.985 | 0.979 | 0.984 | 0.979 | 1.002 | 0.981 | 0.993 | 0.975 | 0.982 | 0.976 | 1.028 | 1.016 | 1.013 | 0.998 | 0.982 | 0.975
Cushaling Power PPMG2 | ED5 | GU_401011 | CUSHALING | 110 | 0.984 | 0.98 | 0.984 | 0.977 | 0.984 | 0.979 | 0.989 | 0.984 | 0.986 | 0.981 | 0.985 | 0.979 | 0.984 | 0.979 | 1.002 | 0.981 | 0.993 | 0.975 | 0.982 | 0.976 | 1.028 | 1.016 | 1.013 | 0.998 | 0.982 | 0.975
Erne 1 Generator Unit | ER1 | GU_400210 | CLIFF | 110 | 0.978 | 0.974 | 0.98 | 0.975 | 0.98 | 0.975 | 0.981 | 0.976 | 0.979 | 0.974 | 0.982 | 0.979 | 0.981 | 0.977 | 0.997 | 0.974 | 0.995 | 0.974 | 0.982 | 0.973 | 1.009 | 0.987 | 0.99 | 0.972 | 0.98 | 0.971
Erne 2 Generator Unit | ER2 | GU_400211 | CLIFF | 110 | 0.978 | 0.974 | 0.98 | 0.975 | 0.98 | 0.975 | 0.981 | 0.976 | 0.979 | 0.974 | 0.982 | 0.979 | 0.981 | 0.977 | 0.997 | 0.974 | 0.995 | 0.974 | 0.982 | 0.973 | 1.009 | 0.987 | 0.99 | 0.972 | 0.98 | 0.971
Erne 3 Generator Unit | ER3 | GU_400220 | CATH_FALL | 110 | 0.979 | 0.974 | 0.981 | 0.975 | 0.981 | 0.975 | 0.981 | 0.977 | 0.98 | 0.975 | 0.982 | 0.979 | 0.981 | 0.977 | 0.997 | 0.975 | 0.995 | 0.974 | 0.982 | 0.973 | 1.009 | 0.987 | 0.991 | 0.972 | 0.98 | 0.971
Erne 4 Generator Unit | ER4 | GU_400221 | CATH_FALL | 110 | 0.979 | 0.974 | 0.981 | 0.975 | 0.981 | 0.975 | 0.981 | 0.977 | 0.98 | 0.975 | 0.982 | 0.979 | 0.981 | 0.977 | 0.997 | 0.975 | 0.995 | 0.974 | 0.982 | 0.973 | 1.009 | 0.987 | 0.991 | 0.972 | 0.98 | 0.971
Esk Windfarm | ES1 | GU_404340 | BOGGERAGH | 110 | 0.969 | 0.965 | 0.96 | 0.955 | 0.956 | 0.954 | 0.954 | 0.951 | 0.955 | 0.952 | 0.954 | 0.949 | 0.961 | 0.959 | 0.982 | 0.965 | 0.98 | 0.966 | 0.966 | 0.964 | 0.996 | 0.984 | 0.974 | 0.963 | 0.963 | 0.964
EWIC | EW1 | I_ROIEWIC | DEESIDE | 400 | 0.953 | 0.953 | 0.953 | 0.953 | 0.953 | 0.953 | 0.953 | 0.953 | 0.953 | 0.953 | 0.953 | 0.953 | 0.953 | 0.953 | 0.953 | 0.953 | 0.953 | 0.953 | 0.953 | 0.953 | 0.953 | 0.953 | 0.953 | 0.953 | 0.953 | 0.953
Gartnaneane Generator Unit | GA2 | GU_400041 | MEATH HILL | 110 | 0.995 | 0.992 | 1.005 | 1.003 | 1.007 | 1.004 | 1.008 | 1.006 | 1.008 | 1.005 | 1.008 | 1.007 | 1.005 | 1.002 | 1.019 | 0.997 | 1.015 | 0.996 | 1.002 | 0.996 | 1.027 | 1.008 | 1.012 | 0.996 | 1.004 | 0.996
Grousemount Windfarm | GD1 | GU_403790 | COOMATAGGART | 110 | 0.97 | 0.967 | 0.961 | 0.957 | 0.957 | 0.955 | 0.955 | 0.953 | 0.955 | 0.954 | 0.955 | 0.951 | 0.961 | 0.96 | 0.983 | 0.967 | 0.981 | 0.968 | 0.968 | 0.967 | 0.996 | 0.985 | 0.976 | 0.965 | 0.963 | 0.965
Gortahile Windfarm Ltd Generator Unit | GE1 | GU_401060 | CARLOW | 110 | 0.986 | 0.984 | 0.99 | 0.989 | 0.989 | 0.991 | 0.989 | 0.99 | 0.989 | 0.991 | 0.989 | 0.989 | 0.991 | 0.993 | 1.008 | 0.993 | 1.004 | 0.992 | 0.991 | 0.991 | 1.02 | 1.011 | 1.003 | 0.994 | 0.991 | 0.991
Gorman BESS | GF1 | GU_404260 | Gorman | 110 | 0.995 | 0.993 | 1.005 | 1.005 | 1.006 | 1.006 | 1.007 | 1.007 | 1.007 | 1.007 | 1.007 | 1.008 | 1.005 | 1.004 | 1.02 | 1 | 1.015 | 1 | 1.003 | 1 | 1.027 | 1.012 | 1.013 | 1 | 1.004 | 1
Garvagh Glebe Generator Unit | GH1 | GU_400950 | GARVAGH | 110 | 0.98 | 0.976 | 0.984 | 0.977 | 0.983 | 0.977 | 0.983 | 0.978 | 0.982 | 0.978 | 0.982 | 0.979 | 0.983 | 0.977 | 1 | 0.978 | 0.997 | 0.978 | 0.984 | 0.977 | 1.01 | 0.991 | 0.993 | 0.976 | 0.983 | 0.976
Tullynahaw Generator Unit | GH2 | GU_400940 | GARVAGH | 110 | 0.98 | 0.976 | 0.984 | 0.977 | 0.983 | 0.977 | 0.983 | 0.978 | 0.982 | 0.978 | 0.982 | 0.979 | 0.983 | 0.977 | 1 | 0.978 | 0.997 | 0.978 | 0.984 | 0.977 | 1.01 | 0.991 | 0.993 | 0.976 | 0.983 | 0.976
Great Island CCGT | GI4 | GU_400762 | GREAT ISLAND | 220 | 0.978 | 0.977 | 0.977 | 0.974 | 0.975 | 0.976 | 0.974 | 0.974 | 0.975 | 0.975 | 0.974 | 0.973 | 0.978 | 0.979 | 0.995 | 0.981 | 0.992 | 0.981 | 0.978 | 0.979 | 1.008 | 1.003 | 0.989 | 0.983 | 0.977 | 0.979
Bunnyconnellan Windfarm | GJ1 | GU_403880 | GLENREE | 110 | 0.973 | 0.964 | 0.971 | 0.956 | 0.971 | 0.957 | 0.967 | 0.955 | 0.966 | 0.954 | 0.966 | 0.955 | 0.965 | 0.952 | 0.974 | 0.948 | 0.971 | 0.947 | 0.958 | 0.946 | 0.984 | 0.96 | 0.966 | 0.945 | 0.957 | 0.945
Midas Generator Unit | GLC | GU_400060 | GLANLEE | 110 | 0.971 | 0.967 | 0.962 | 0.958 | 0.959 | 0.956 | 0.956 | 0.954 | 0.957 | 0.955 | 0.957 | 0.952 | 0.963 | 0.961 | 0.985 | 0.968 | 0.982 | 0.969 | 0.969 | 0.967 | 0.997 | 0.986 | 0.977 | 0.966 | 0.965 | 0.966
Garracummer Wind Farm Ltd | GM1 | GU_401740 | CAUTEEN | 110 | 0.978 | 0.974 | 0.976 | 0.97 | 0.973 | 0.968 | 0.971 | 0.967 | 0.972 | 0.968 | 0.971 | 0.966 | 0.976 | 0.974 | 0.996 | 0.98 | 0.993 | 0.979 | 0.98 | 0.978 | 1.009 | 0.997 | 0.989 | 0.978 | 0.977 | 0.977
Barnesmore (Golagh) Windfarm | GO1 | GU_404450 | GOLAGH | 110 | 0.975 | 0.969 | 0.977 | 0.97 | 0.978 | 0.97 | 0.979 | 0.972 | 0.977 | 0.97 | 0.98 | 0.974 | 0.978 | 0.972 | 0.994 | 0.969 | 0.992 | 0.969 | 0.978 | 0.967 | 1.005 | 0.981 | 0.987 | 0.966 | 0.977 | 0.966
Golagh BESS | GO2 | GU_404270 | GOLAGH | 110 | 0.975 | 0.969 | 0.977 | 0.97 | 0.978 | 0.97 | 0.979 | 0.972 | 0.977 | 0.97 | 0.98 | 0.974 | 0.978 | 0.972 | 0.994 | 0.969 | 0.992 | 0.969 | 0.978 | 0.967 | 1.005 | 0.981 | 0.987 | 0.966 | 0.977 | 0.966
Gardnershill Battery | GP1 | GU_404510 | FINGLAS | 220 | 0.995 | 0.994 | 1.002 | 1.006 | 1.002 | 1.007 | 1.002 | 1.006 | 1.003 | 1.007 | 1.002 | 1.007 | 1.002 | 1.005 | 1.018 | 1.005 | 1.013 | 1.005 | 1.002 | 1.006 | 1.025 | 1.018 | 1.012 | 1.005 | 1.003 | 1.007
Grove Hill Windfarm | GR1 | GU_401890 | DUNDALK | 110 | 0.996 | 0.992 | 1.007 | 1.005 | 1.01 | 1.006 | 1.011 | 1.008 | 1.01 | 1.007 | 1.011 | 1.009 | 1.007 | 1.004 | 1.021 | 0.998 | 1.017 | 0.997 | 1.004 | 0.997 | 1.029 | 1.009 | 1.014 | 0.997 | 1.006 | 0.996
Gibbet Hill Windfarm | GT1 | GU_401340 | LODGEWOOD | 110 | 0.983 | 0.981 | 0.984 | 0.983 | 0.983 | 0.985 | 0.983 | 0.984 | 0.984 | 0.985 | 0.983 | 0.983 | 0.985 | 0.987 | 1.002 | 0.987 | 0.998 | 0.988 | 0.985 | 0.986 | 1.013 | 1.007 | 0.996 | 0.989 | 0.985 | 0.987
Glenough Windfarm | GU1 | GU_401250 | CAUTEEN | 110 | 0.978 | 0.974 | 0.976 | 0.97 | 0.973 | 0.968 | 0.971 | 0.967 | 0.972 | 0.968 | 0.971 | 0.966 | 0.976 | 0.974 | 0.996 | 0.98 | 0.993 | 0.979 | 0.98 | 0.978 | 1.009 | 0.997 | 0.989 | 0.978 | 0.977 | 0.977
Grouselodge Windfarm (Gen Unit) | GW1 | GU_401090 | RATHKEALE | 110 | 0.979 | 0.977 | 0.975 | 0.971 | 0.972 | 0.968 | 0.97 | 0.967 | 0.97 | 0.967 | 0.969 | 0.965 | 0.976 | 0.974 | 1.001 | 0.983 | 0.996 | 0.981 | 0.984 | 0.982 | 1.011 | 0.998 | 0.992 | 0.979 | 0.978 | 0.978
Glencarbry Windfarm | GY1 | GU_404470 | CAUTEEN | 110 | 0.978 | 0.974 | 0.976 | 0.97 | 0.973 | 0.968 | 0.971 | 0.967 | 0.972 | 0.968 | 0.971 | 0.966 | 0.976 | 0.974 | 0.996 | 0.98 | 0.993 | 0.979 | 0.98 | 0.978 | 1.009 | 0.997 | 0.989 | 0.978 | 0.977 | 0.977
VPL Generation Unit | HN2 | GU_400540 | HUNTSTOWN | 220 | 0.995 | 0.994 | 1.002 | 1.006 | 1.002 | 1.007 | 1.002 | 1.006 | 1.003 | 1.007 | 1.002 | 1.007 | 1.002 | 1.005 | 1.018 | 1.005 | 1.013 | 1.004 | 1.002 | 1.006 | 1.025 | 1.018 | 1.012 | 1.005 | 1.003 | 1.007
HPC1 Generation Unit | HNC | GU_400480 | HUNTSTOWN | 220 | 0.995 | 0.994 | 1.002 | 1.006 | 1.002 | 1.006 | 1.002 | 1.006 | 1.003 | 1.007 | 1.002 | 1.007 | 1.002 | 1.005 | 1.018 | 1.005 | 1.013 | 1.004 | 1.002 | 1.006 | 1.025 | 1.018 | 1.012 | 1.005 | 1.003 | 1.007
Hortland Solar | HT1 | GU_405100 | KINNEGAD | 110 | 0.995 | 0.994 | 1.005 | 1.005 | 1.005 | 1.006 | 1.007 | 1.008 | 1.007 | 1.007 | 1.006 | 1.007 | 1.005 | 1.005 | 1.017 | 1.002 | 1.012 | 1 | 1 | 1.001 | 1.028 | 1.019 | 1.014 | 1.004 | 1.001 | 1.001
Gallanstown Solar | IA1 | GU_405120 | GALLANSTOWN | 110 | 0.997 | 0.995 | 1.004 | 1.01 | 1.005 | 1.011 | 1.005 | 1.011 | 1.006 | 1.011 | 1.005 | 1.011 | 1.004 | 1.009 | 1.02 | 1.008 | 1.015 | 1.008 | 1.004 | 1.01 | 1.026 | 1.021 | 1.014 | 1.009 | 1.005 | 1.011
Kylemore | IH1 | GU_403630 | Inchicore | 110 | 0.993 | 0.993 | 1.002 | 1.006 | 1.002 | 1.006 | 1.003 | 1.006 | 1.003 | 1.007 | 1.002 | 1.006 | 1.002 | 1.005 | 1.018 | 1.004 | 1.014 | 1.005 | 1.003 | 1.006 | 1.026 | 1.019 | 1.013 | 1.005 | 1.003 | 1.007
Indaver - Meath Waste - Generator | IW1 | GU_401230 | DRYBRIDGE | 110 | 0.997 | 0.994 | 1.008 | 1.008 | 1.009 | 1.009 | 1.01 | 1.011 | 1.011 | 1.011 | 1.011 | 1.011 | 1.009 | 1.008 | 1.022 | 1.004 | 1.018 | 1.003 | 1.005 | 1.003 | 1.029 | 1.016 | 1.016 | 1.003 | 1.007 | 1.004
Knockacummer Wind Farm | KC1 | GU_401770 | GLENLARA | 110 | 0.972 | 0.969 | 0.962 | 0.958 | 0.958 | 0.956 | 0.956 | 0.953 | 0.957 | 0.954 | 0.956 | 0.952 | 0.962 | 0.96 | 0.985 | 0.968 | 0.982 | 0.968 | 0.969 | 0.968 | 0.997 | 0.985 | 0.977 | 0.966 | 0.964 | 0.966
Knockalassa Windfarm | KD1 | GU_403940 | SLIEVECALLAN | 110 | 0.98 | 0.976 | 0.976 | 0.972 | 0.974 | 0.97 | 0.972 | 0.968 | 0.972 | 0.969 | 0.971 | 0.967 | 0.976 | 0.974 | 0.998 | 0.982 | 0.994 | 0.98 | 0.982 | 0.98 | 1.009 | 0.996 | 0.99 | 0.979 | 0.978 | 0.978
Killala Windfarm | KF1 | GU_403750 | TAWNAGHMORE | 110 | 0.972 | 0.963 | 0.97 | 0.953 | 0.97 | 0.954 | 0.964 | 0.951 | 0.964 | 0.951 | 0.964 | 0.951 | 0.964 | 0.949 | 0.973 | 0.946 | 0.969 | 0.944 | 0.956 | 0.943 | 0.982 | 0.958 | 0.964 | 0.942 | 0.955 | 0.942
Killala Battery | KF2 | GU_404550 | TAWNAGHMORE | 110 | 0.972 | 0.963 | 0.97 | 0.953 | 0.97 | 0.954 | 0.964 | 0.951 | 0.964 | 0.951 | 0.964 | 0.951 | 0.964 | 0.949 | 0.973 | 0.946 | 0.969 | 0.944 | 0.956 | 0.943 | 0.982 | 0.958 | 0.964 | 0.942 | 0.955 | 0.942
Dunneil Windfarm (Kingsmountain Phase 2) | KG2 | GU_400021 | CUNGHILL | 110 | 0.974 | 0.97 | 0.975 | 0.976 | 0.98 | 0.976 | 0.98 | 0.967 | 0.98 | 0.967 | 0.98 | 0.968 | 0.976 | 0.973 | 0.992 | 0.961 | 0.988 | 0.959 | 0.974 | 0.958 | 1 | 0.971 | 0.983 | 0.957 | 0.976 | 0.957
Kingsmountain Generator Unit | KGM | GU_400020 | CUNGHILL | 110 | 0.974 | 0.97 | 0.975 | 0.976 | 0.98 | 0.976 | 0.98 | 0.967 | 0.98 | 0.967 | 0.98 | 0.968 | 0.976 | 0.973 | 0.992 | 0.961 | 0.988 | 0.959 | 0.974 | 0.958 | 1 | 0.971 | 0.983 | 0.957 | 0.976 | 0.957
Kill Hill Wind Farm Limited | KH1 | GU_401780 | KILL HILL | 110 | 0.982 | 0.976 | 0.983 | 0.976 | 0.98 | 0.976 | 0.98 | 0.976 | 0.981 | 0.977 | 0.98 | 0.975 | 0.984 | 0.981 | 1.002 | 0.984 | 0.998 | 0.983 | 0.985 | 0.982 | 1.014 | 1.002 | 0.995 | 0.983 | 0.984 | 0.981
Cloghanaleskirt Windfarm | KI1 | GU_402280 | CLOGHBOOLA | 110 | 0.977 | 0.974 | 0.968 | 0.965 | 0.965 | 0.963 | 0.963 | 0.961 | 0.963 | 0.961 | 0.962 | 0.959 | 0.968 | 0.967 | 0.993 | 0.977 | 0.988 | 0.976 | 0.977 | 0.976 | 1.003 | 0.992 | 0.985 | 0.975 | 0.971 | 0.973
Knock South Windfarm | KK1 | GU_401140 | GALWAY | 110 | 0.982 | 0.979 | 0.982 | 0.978 | 0.981 | 0.977 | 0.979 | 0.975 | 0.979 | 0.975 | 0.977 | 0.973 | 0.98 | 0.977 | 1 | 0.983 | 0.995 | 0.981 | 0.983 | 0.981 | 1.009 | 0.996 | 0.991 | 0.98 | 0.981 | 0.979
Knocknagoum Windfarm Limited | KM1 | GU_401350 | REAMORE | 110 | 0.975 | 0.969 | 0.97 | 0.964 | 0.967 | 0.962 | 0.964 | 0.96 | 0.965 | 0.961 | 0.964 | 0.958 | 0.97 | 0.966 | 0.991 | 0.976 | 0.988 | 0.974 | 0.975 | 0.974 | 1.002 | 0.991 | 0.983 | 0.972 | 0.97 | 0.97
Knocknatallig Windfarm | KQ1 | GU_403930 | CHARLEVILLE | 110 | 0.975 | 0.97 | 0.973 | 0.967 | 0.969 | 0.966 | 0.967 | 0.964 | 0.968 | 0.965 | 0.968 | 0.962 | 0.974 | 0.972 | 0.993 | 0.978 | 0.992 | 0.978 | 0.978 | 0.976 | 1.008 | 0.996 | 0.986 | 0.975 | 0.975 | 0.976
Knockalough WFPS | KU1 | GU_403380 | KNOCKRANNY | 110 | 0.981 | 0.976 | 0.967 | 0.953 | 0.969 | 0.954 | 0.963 | 0.949 | 0.963 | 0.949 | 0.962 | 0.949 | 0.962 | 0.948 | 0.973 | 0.944 | 0.968 | 0.942 | 0.955 | 0.941 | 0.981 | 0.956 | 0.964 | 0.94 | 0.955 | 0.94
Kilaveenoge 1 WF | KV1 | GU_401950 | DUNMANWAY | 110 | 0.97 | 0.966 | 0.963 | 0.957 | 0.959 | 0.956 | 0.957 | 0.954 | 0.958 | 0.955 | 0.958 | 0.952 | 0.964 | 0.962 | 0.984 | 0.967 | 0.983 | 0.968 | 0.968 | 0.966 | 0.999 | 0.986 | 0.977 | 0.965 | 0.966 | 0.966
Knockawarriga 1 Windfarm | KW1 | GU_400630 | TRIEN | 110 | 0.978 | 0.976 | 0.97 | 0.968 | 0.967 | 0.965 | 0.964 | 0.963 | 0.964 | 0.964 | 0.963 | 0.961 | 0.969 | 0.969 | 0.994 | 0.979 | 0.99 | 0.978 | 0.978 | 0.978 | 1.005 | 0.994 | 0.987 | 0.977 | 0.973 | 0.975
Knockawarriga 2 Windfarm | KW2 | GU_404290 | TRIEN | 110 | 0.978 | 0.975 | 0.97 | 0.966 | 0.967 | 0.964 | 0.965 | 0.962 | 0.965 | 0.963 | 0.964 | 0.96 | 0.97 | 0.968 | 0.996 | 0.98 | 0.991 | 0.978 | 0.979 | 0.978 | 1.006 | 0.994 | 0.987 | 0.976 | 0.973 | 0.974
Kelwin 1 Windfarm | KZ1 | GU_402300 | KILPADDOGE | 110 | 0.979 | 0.977 | 0.971 | 0.969 | 0.968 | 0.966 | 0.965 | 0.964 | 0.965 | 0.964 | 0.964 | 0.962 | 0.97 | 0.97 | 0.996 | 0.981 | 0.991 | 0.979 | 0.98 | 0.98 | 1.007 | 0.996 | 0.988 | 0.979 | 0.974 | 0.977
Kelwin 3 Diesel Unit | KZ3 | GU_403000 | KILPADDOGE | 110 | 0.979 | 0.977 | 0.971 | 0.969 | 0.968 | 0.966 | 0.965 | 0.964 | 0.965 | 0.964 | 0.964 | 0.962 | 0.97 | 0.97 | 0.996 | 0.981 | 0.991 | 0.979 | 0.98 | 0.98 | 1.007 | 0.996 | 0.988 | 0.979 | 0.974 | 0.977
Kelwin 4 Battery | KZ4 | GU_404520 | KILPADDOGE | 110 | 0.979 | 0.977 | 0.971 | 0.969 | 0.968 | 0.966 | 0.965 | 0.964 | 0.965 | 0.964 | 0.964 | 0.962 | 0.97 | 0.97 | 0.996 | 0.981 | 0.991 | 0.979 | 0.98 | 0.98 | 1.007 | 0.996 | 0.988 | 0.979 | 0.974 | 0.977
Inniscarra (Lee unit 1) Generator Unit | LE1 | GU_400280 | INISCARRA | 110 | 0.972 | 0.968 | 0.967 | 0.964 | 0.962 | 0.962 | 0.959 | 0.96 | 0.961 | 0.961 | 0.961 | 0.958 | 0.968 | 0.969 | 0.988 | 0.973 | 0.987 | 0.976 | 0.973 | 0.972 | 1.003 | 0.995 | 0.981 | 0.973 | 0.97 | 0.973
Lee unit 2 Generator Unit | LE2 | GU_400281 | INISCARRA | 110 | 0.972 | 0.968 | 0.967 | 0.964 | 0.962 | 0.962 | 0.959 | 0.96 | 0.961 | 0.961 | 0.961 | 0.958 | 0.968 | 0.969 | 0.988 | 0.973 | 0.987 | 0.976 | 0.973 | 0.972 | 1.003 | 0.995 | 0.981 | 0.973 | 0.97 | 0.973
Carrigadrohid Generator Unit | LE3 | GU_400290 | CARRIGADROHI | 110 | 0.971 | 0.967 | 0.964 | 0.96 | 0.96 | 0.958 | 0.958 | 0.956 | 0.959 | 0.957 | 0.958 | 0.954 | 0.965 | 0.964 | 0.986 | 0.97 | 0.984 | 0.971 | 0.97 | 0.969 | 1 | 0.989 | 0.979 | 0.968 | 0.967 | 0.969
Lisdrumdoagh BESS | LF1 | GU_404900 | Lisdrum | 110 | 0.994 | 0.989 | 1.008 | 1.003 | 1.01 | 1.004 | 1.012 | 1.007 | 1.011 | 1.006 | 1.012 | 1.008 | 1.008 | 1.003 | 1.022 | 0.997 | 1.018 | 0.996 | 1.005 | 0.995 | 1.03 | 1.008 | 1.015 | 0.995 | 1.007 | 0.995
Leitir Guingaid Wind Farm phase 1 | LG1 | GU_401500 | SALTHILL | 110 | 0.982 | 0.979 | 0.982 | 0.978 | 0.981 | 0.977 | 0.979 | 0.975 | 0.979 | 0.975 | 0.977 | 0.973 | 0.98 | 0.977 | 1 | 0.982 | 0.995 | 0.98 | 0.983 | 0.981 | 1.009 | 0.995 | 0.991 | 0.98 | 0.981 | 0.979
Liffey 1 Generator Unit | LI1 | GU_400250 | POLLAPHUCA | 110 | 0.983 | 0.981 | 0.989 | 0.991 | 0.985 | 0.993 | 0.985 | 0.993 | 0.986 | 0.995 | 0.986 | 0.992 | 0.991 | 0.996 | 1.008 | 0.993 | 1.004 | 0.992 | 0.991 | 0.991 | 1.019 | 1.011 | 1.002 | 0.994 | 0.99 | 0.991
Liffey 2 Generator Unit | LI2 | GU_400251 | POLLAPHUCA | 110 | 0.983 | 0.981 | 0.989 | 0.991 | 0.985 | 0.993 | 0.985 | 0.993 | 0.986 | 0.995 | 0.986 | 0.992 | 0.991 | 0.996 | 1.008 | 0.993 | 1.004 | 0.992 | 0.991 | 0.991 | 1.019 | 1.011 | 1.002 | 0.994 | 0.99 | 0.991
Liffey 3 Hydro Unit | LI3 | GU_401220 | POLLAPHUCA | 110 | 0.983 | 0.981 | 0.989 | 0.991 | 0.985 | 0.993 | 0.985 | 0.993 | 0.986 | 0.995 | 0.986 | 0.992 | 0.991 | 0.996 | 1.008 | 0.993 | 1.004 | 0.992 | 0.991 | 0.991 | 1.019 | 1.011 | 1.002 | 0.994 | 0.99 | 0.991
Liffey 4 Generator Unit | LI4 | GU_400252 | POLLAPHUCA | 110 | 0.983 | 0.981 | 0.989 | 0.991 | 0.985 | 0.993 | 0.985 | 0.993 | 0.986 | 0.995 | 0.986 | 0.992 | 0.991 | 0.996 | 1.008 | 0.993 | 1.004 | 0.992 | 0.991 | 0.991 | 1.019 | 1.011 | 1.002 | 0.994 | 0.99 | 0.991
Liffey 5 Generator Unit | LI5 | GU_400260 | POLLAPHUCA | 110 | 0.983 | 0.981 | 0.989 | 0.991 | 0.985 | 0.993 | 0.985 | 0.993 | 0.986 | 0.995 | 0.986 | 0.992 | 0.991 | 0.996 | 1.008 | 0.993 | 1.004 | 0.992 | 0.991 | 0.991 | 1.019 | 1.011 | 1.002 | 0.994 | 0.99 | 0.991
Leanamore Windfarm | LM1 | GU_402210 | KILPADDOGE | 110 | 0.979 | 0.977 | 0.971 | 0.969 | 0.968 | 0.966 | 0.965 | 0.964 | 0.965 | 0.964 | 0.964 | 0.962 | 0.97 | 0.97 | 0.996 | 0.981 | 0.991 | 0.979 | 0.98 | 0.98 | 1.007 | 0.996 | 0.988 | 0.979 | 0.974 | 0.977
Lanesboro | LR4 | GU_400240 | LANESBORO | 110 | 0.991 | 0.985 | 0.998 | 0.993 | 0.998 | 0.993 | 0.998 | 0.994 | 0.998 | 0.994 | 0.998 | 0.994 | 0.998 | 0.994 | 1.016 | 0.997 | 1.011 | 0.995 | 0.999 | 0.995 | 1.026 | 1.011 | 1.01 | 0.996 | 0.999 | 0.994
Lisheen Windfarm Phase 1 | LS1 | GU_400840 | LISHEEN | 110 | 0.98 | 0.973 | 0.98 | 0.972 | 0.979 | 0.972 | 0.978 | 0.972 | 0.979 | 0.973 | 0.979 | 0.971 | 0.982 | 0.976 | 0.999 | 0.979 | 0.995 | 0.978 | 0.982 | 0.976 | 1.011 | 0.996 | 0.992 | 0.978 | 0.981 | 0.976
Lisheen Wind Farm 2 Ltd | LS2 | GU_401750 | LISHEEN | 110 | 0.98 | 0.973 | 0.98 | 0.972 | 0.979 | 0.972 | 0.978 | 0.972 | 0.979 | 0.973 | 0.979 | 0.971 | 0.982 | 0.976 | 0.999 | 0.979 | 0.995 | 0.978 | 0.982 | 0.976 | 1.011 | 0.996 | 0.992 | 0.978 | 0.981 | 0.976
Lumcloon ESS 1 | LU1 | GU_404360 | DERRYCARNEY | 110 | 0.988 | 0.984 | 0.993 | 0.989 | 0.992 | 0.989 | 0.993 | 0.99 | 0.993 | 0.99 | 0.992 | 0.988 | 0.994 | 0.991 | 1.011 | 0.993 | 1.006 | 0.991 | 0.994 | 0.991 | 1.024 | 1.012 | 1.007 | 0.995 | 0.993 | 0.991
Lumcloon ESS 2 | LU2 | GU_404370 | DERRYCARNEY | 110 | 0.988 | 0.984 | 0.993 | 0.989 | 0.992 | 0.989 | 0.993 | 0.99 | 0.993 | 0.99 | 0.992 | 0.988 | 0.994 | 0.991 | 1.011 | 0.993 | 1.006 | 0.991 | 0.994 | 0.991 | 1.024 | 1.012 | 1.007 | 0.995 | 0.993 | 0.991
Lissycasey Windfarm | LY1 | GU_403950 | BOOLTIAGH | 110 | 0.978 | 0.975 | 0.972 | 0.968 | 0.969 | 0.966 | 0.967 | 0.964 | 0.967 | 0.965 | 0.966 | 0.962 | 0.971 | 0.97 | 0.995 | 0.979 | 0.991 | 0.977 | 0.979 | 0.978 | 1.006 | 0.994 | 0.987 | 0.977 | 0.974 | 0.975
Mulreavy Windfarm | MB1 | GU_401930 | MULREAVY | 110 | 0.975 | 0.969 | 0.977 | 0.969 | 0.978 | 0.97 | 0.978 | 0.971 | 0.977 | 0.97 | 0.979 | 0.974 | 0.978 | 0.971 | 0.993 | 0.969 | 0.992 | 0.969 | 0.978 | 0.967 | 1.005 | 0.981 | 0.987 | 0.966 | 0.977 | 0.965
Meenadreen South 2 Windfarm | MB2 | GU_401920 | MULREAVY | 110 | 0.975 | 0.969 | 0.977 | 0.969 | 0.978 | 0.97 | 0.978 | 0.971 | 0.977 | 0.97 | 0.979 | 0.974 | 0.978 | 0.971 | 0.993 | 0.969 | 0.992 | 0.969 | 0.978 | 0.967 | 1.005 | 0.981 | 0.987 | 0.966 | 0.977 | 0.965
Airoshin Generator Unit | MC1 | GU_400610 | BINBANE | 110 | 0.974 | 0.966 | 0.975 | 0.965 | 0.976 | 0.966 | 0.977 | 0.968 | 0.975 | 0.966 | 0.978 | 0.97 | 0.976 | 0.967 | 0.991 | 0.966 | 0.989 | 0.966 | 0.975 | 0.964 | 1.002 | 0.978 | 0.984 | 0.963 | 0.974 | 0.962
Meentycat Generator Unit | MCT | GU_400070 | MEENTYCAT | 110 | 0.972 | 0.964 | 0.974 | 0.964 | 0.975 | 0.965 | 0.977 | 0.967 | 0.975 | 0.966 | 0.978 | 0.969 | 0.975 | 0.966 | 0.991 | 0.963 | 0.989 | 0.963 | 0.975 | 0.961 | 1.002 | 0.975 | 0.984 | 0.961 | 0.974 | 0.96
Monaincha Wind Farm | MH1 | GU_401540 | IKERRIN | 110 | 0.985 | 0.978 | 0.988 | 0.981 | 0.986 | 0.982 | 0.986 | 0.982 | 0.987 | 0.982 | 0.986 | 0.981 | 0.989 | 0.985 | 1.006 | 0.988 | 1.002 | 0.986 | 0.989 | 0.985 | 1.018 | 1.005 | 1 | 0.987 | 0.988 | 0.985
Mountain Lodge Wind Farm | ML1 | GU_400620 | RATRUSSAN | 110 | 0.99 | 0.985 | 1 | 0.995 | 1.002 | 0.996 | 1.003 | 0.998 | 1.002 | 0.997 | 1.003 | 0.999 | 1 | 0.995 | 1.014 | 0.99 | 1.011 | 0.989 | 0.998 | 0.988 | 1.023 | 1.001 | 1.008 | 0.988 | 0.999 | 0.988
Magheramore Windfarm | MM1 | GU_403400 | DALTON | 110 | 0.982 | 0.974 | 0.984 | 0.973 | 0.984 | 0.973 | 0.98 | 0.97 | 0.98 | 0.97 | 0.979 | 0.969 | 0.98 | 0.971 | 0.997 | 0.975 | 0.992 | 0.973 | 0.98 | 0.972 | 1.005 | 0.987 | 0.988 | 0.971 | 0.978 | 0.97
Moanmore Windfarm Generator Unit | MMR | GU_400970 | TULLABRACK | 110 | 0.979 | 0.976 | 0.971 | 0.969 | 0.968 | 0.966 | 0.966 | 0.964 | 0.966 | 0.965 | 0.965 | 0.962 | 0.971 | 0.97 | 0.996 | 0.98 | 0.991 | 0.978 | 0.979 | 0.979 | 1.006 | 0.994 | 0.988 | 0.978 | 0.974 | 0.976
Mount Lucas Wind Farm Limited | MO1 | GU_401690 | MOUNTLUCAS | 110 | 0.986 | 0.982 | 0.984 | 0.98 | 0.985 | 0.981 | 0.989 | 0.986 | 0.987 | 0.983 | 0.985 | 0.982 | 0.985 | 0.981 | 1.002 | 0.981 | 0.994 | 0.977 | 0.982 | 0.977 | 1.025 | 1.012 | 1.009 | 0.995 | 0.982 | 0.977
Moneypoint 1 Generator Unit | MP1 | GU_400270 | MNYPG | 380 | 0.981 | 0.98 | 0.975 | 0.974 | 0.972 | 0.971 | 0.97 | 0.97 | 0.97 | 0.97 | 0.969 | 0.967 | 0.974 | 0.974 | 0.999 | 0.984 | 0.994 | 0.983 | 0.983 | 0.984 | 1.009 | 0.999 | 0.991 | 0.983 | 0.977 | 0.981
Moneypoint 2 Generator Unit | MP2 | GU_400271 | MNYPG | 380 | 0.981 | 0.98 | 0.975 | 0.974 | 0.972 | 0.971 | 0.97 | 0.97 | 0.97 | 0.97 | 0.969 | 0.967 | 0.974 | 0.974 | 0.999 | 0.984 | 0.994 | 0.983 | 0.983 | 0.984 | 1.009 | 0.999 | 0.991 | 0.983 | 0.977 | 0.981
Moneypoint 3 Generator Unit | MP3 | GU_400272 | MNYPG | 380 | 0.981 | 0.98 | 0.975 | 0.974 | 0.972 | 0.971 | 0.97 | 0.97 | 0.97 | 0.97 | 0.969 | 0.967 | 0.974 | 0.974 | 0.999 | 0.984 | 0.994 | 0.983 | 0.983 | 0.984 | 1.009 | 0.999 | 0.991 | 0.983 | 0.977 | 0.981
Moneypoint Windfarm | MP9 | GU_402080 | MONEYPOINT | 110 | 0.979 | 0.977 | 0.971 | 0.969 | 0.968 | 0.967 | 0.966 | 0.965 | 0.966 | 0.965 | 0.965 | 0.962 | 0.97 | 0.97 | 0.996 | 0.981 | 0.992 | 0.979 | 0.98 | 0.98 | 1.007 | 0.996 | 0.988 | 0.979 | 0.974 | 0.977
Mauricetown Windfarm | MR1 | GU_403980 | GLENLARA | 110 | 0.973 | 0.967 | 0.973 | 0.966 | 0.97 | 0.965 | 0.968 | 0.963 | 0.969 | 0.965 | 0.969 | 0.962 | 0.975 | 0.972 | 0.994 | 0.976 | 0.992 | 0.977 | 0.978 | 0.975 | 1.008 | 0.995 | 0.986 | 0.973 | 0.975 | 0.974
Muingnaminnane Generator Unit | MU1 | GU_400960 | TRALEE | 110 | 0.977 | 0.971 | 0.971 | 0.965 | 0.968 | 0.963 | 0.965 | 0.961 | 0.966 | 0.962 | 0.965 | 0.96 | 0.971 | 0.968 | 0.994 | 0.977 | 0.99 | 0.976 | 0.977 | 0.976 | 1.005 | 0.992 | 0.985 | 0.973 | 0.972 | 0.972
Raheen Barr Gen Unit | MXE | GU_403740 | CASTLEBAR | 110 | 0.98 | 0.972 | 0.983 | 0.97 | 0.983 | 0.971 | 0.979 | 0.967 | 0.979 | 0.967 | 0.978 | 0.966 | 0.979 | 0.967 | 0.993 | 0.969 | 0.989 | 0.967 | 0.976 | 0.966 | 1.002 | 0.98 | 0.984 | 0.965 | 0.975 | 0.965
North Wall5 Generator Unit | NW5 | GU_400311 | NORTH WALL | 220 | 0.995 | 0.994 | 1.0025 | 1.0065 | 1.0025 | 1.0065 | 1.0025 | 1.0065 | 1.0035 | 1.0075 | 1.0025 | 1.0065 | 1.0025 | 1.0055 | 1.0185 | 1.0045 | 1.0135 | 1.0045 | 1.0025 | 1.0065 | 1.0255 | 1.0185 | 1.0125 | 1.0055 | 1.0035 | 1.0075
Meenbog | OA1 | GU_404930 | CLOGHER | 110 | 0.976 | 0.97 | 0.978 | 0.97 | 0.978 | 0.971 | 0.979 | 0.972 | 0.978 | 0.971 | 0.98 | 0.974 | 0.978 | 0.972 | 0.994 | 0.969 | 0.993 | 0.969 | 0.979 | 0.968 | 1.006 | 0.981 | 0.987 | 0.967 | 0.977 | 0.966
Gorey BESS | OD1 | GU_404540 | Banoge | 110 | 0.986 | 0.984 | 0.99 | 0.989 | 0.989 | 0.991 | 0.989 | 0.99 | 0.99 | 0.991 | 0.989 | 0.989 | 0.99 | 0.992 | 1.007 | 0.992 | 1.003 | 0.993 | 0.99 | 0.992 | 1.017 | 1.01 | 1.001 | 0.994 | 0.99 | 0.993
Cloncreen Windfarm | OE1 | GU_405140 | CUSHALING | 110 | 0.984 | 0.98 | 0.984 | 0.977 | 0.984 | 0.979 | 0.989 | 0.984 | 0.986 | 0.981 | 0.985 | 0.979 | 0.984 | 0.979 | 1.002 | 0.981 | 0.993 | 0.975 | 0.982 | 0.976 | 1.028 | 1.016 | 1.013 | 0.998 | 0.982 | 0.975
Coollegrean Windfarm | OG1 | GU_403920 | CORDAL | 110 | 0.973 | 0.97 | 0.965 | 0.961 | 0.962 | 0.959 | 0.959 | 0.957 | 0.96 | 0.958 | 0.959 | 0.955 | 0.965 | 0.964 | 0.988 | 0.972 | 0.985 | 0.972 | 0.972 | 0.971 | 1 | 0.989 | 0.98 | 0.97 | 0.968 | 0.969
Oweninney Windfarm 1 | OY1 | GU_403760 | BELLACORICK | 110 | 0.97 | 0.961 | 0.967 | 0.953 | 0.969 | 0.954 | 0.963 | 0.949 | 0.963 | 0.949 | 0.962 | 0.949 | 0.962 | 0.948 | 0.973 | 0.944 | 0.968 | 0.942 | 0.955 | 0.941 | 0.981 | 0.956 | 0.964 | 0.94 | 0.955 | 0.94
Shellybanks PBA | PBA | GU_400324 | SHELLYBANKS | 220 | 0.995 | 0.994 | 1.001 | 1.005 | 1.002 | 1.006 | 1.002 | 1.006 | 1.003 | 1.007 | 1.002 | 1.006 | 1.002 | 1.005 | 1.018 | 1.004 | 1.013 | 1.004 | 1.002 | 1.006 | 1.025 | 1.018 | 1.012 | 1.005 | 1.002 | 1.007
Shellybanks PBB | PBB | GU_400325 | SHELLYBANKS | 220 | 0.995 | 0.994 | 1.001 | 1.005 | 1.002 | 1.006 | 1.002 | 1.006 | 1.003 | 1.007 | 1.002 | 1.006 | 1.002 | 1.005 | 1.018 | 1.004 | 1.013 | 1.004 | 1.002 | 1.006 | 1.025 | 1.018 | 1.012 | 1.005 | 1.002 | 1.007
Porterstown BESS | PN1 | GU_405070 | KILTEEL | 110 | 0.995 | 0.992 | 1.004 | 1.003 | 1.005 | 1.005 | 1.007 | 1.007 | 1.006 | 1.007 | 1.005 | 1.006 | 1.005 | 1.005 | 1.021 | 1.003 | 1.015 | 1.001 | 1.003 | 1.002 | 1.033 | 1.022 | 1.019 | 1.007 | 1.004 | 1.002
Castlepook Windfarm | PO1 | GU_402190 | CHARLEVILLE | 110 | 0.975 | 0.97 | 0.973 | 0.967 | 0.969 | 0.966 | 0.967 | 0.964 | 0.968 | 0.965 | 0.968 | 0.962 | 0.974 | 0.972 | 0.993 | 0.978 | 0.992 | 0.978 | 0.978 | 0.976 | 1.008 | 0.996 | 0.986 | 0.975 | 0.975 | 0.976
Rathcahill West Windfarm | RC1 | GU_401080 | RATHKEALE | 110 | 0.979 | 0.977 | 0.975 | 0.971 | 0.972 | 0.968 | 0.97 | 0.967 | 0.97 | 0.967 | 0.969 | 0.965 | 0.976 | 0.974 | 1.001 | 0.983 | 0.996 | 0.981 | 0.984 | 0.982 | 1.011 | 0.998 | 0.992 | 0.979 | 0.978 | 0.978
Boolinrudda Windfarm | RD1 | GU_402270 | SLIEVECALLAN | 110 | 0.98 | 0.976 | 0.976 | 0.972 | 0.974 | 0.97 | 0.972 | 0.968 | 0.972 | 0.969 | 0.971 | 0.967 | 0.976 | 0.974 | 0.998 | 0.982 | 0.994 | 0.98 | 0.982 | 0.98 | 1.009 | 0.996 | 0.99 | 0.979 | 0.978 | 0.978
Richfield Generator Unit | RF1 | GU_400080 | WEXFORD | 110 | 0.982 | 0.979 | 0.985 | 0.981 | 0.984 | 0.983 | 0.983 | 0.982 | 0.984 | 0.983 | 0.984 | 0.981 | 0.986 | 0.986 | 1.002 | 0.987 | 0.999 | 0.988 | 0.986 | 0.985 | 1.015 | 1.008 | 0.997 | 0.989 | 0.985 | 0.986
Raheenleagh | RL1 | GU_401940 | ARKLOW | 110 | 0.988 | 0.986 | 0.994 | 0.995 | 0.993 | 0.996 | 0.993 | 0.995 | 0.994 | 0.996 | 0.993 | 0.995 | 0.994 | 0.996 | 1.011 | 0.996 | 1.007 | 0.997 | 0.994 | 0.997 | 1.02 | 1.013 | 1.005 | 0.998 | 0.994 | 0.998
Rhode Peaking 1 Generator Unit | RP1 | GU_400770 | DERRYIRON | 110 | 0.994 | 0.993 | 1.002 | 1.002 | 1.002 | 1.003 | 1.004 | 1.004 | 1.003 | 1.004 | 1.002 | 1.003 | 1.002 | 1.002 | 1.016 | 1 | 1.01 | 0.998 | 0.998 | 0.999 | 1.028 | 1.018 | 1.013 | 1.004 | 0.999 | 0.999
Rhode Peaking 2 Generator Unit | RP2 | GU_400771 | DERRYIRON | 110 | 0.994 | 0.993 | 1.002 | 1.002 | 1.002 | 1.003 | 1.004 | 1.004 | 1.003 | 1.004 | 1.002 | 1.003 | 1.002 | 1.002 | 1.016 | 1 | 1.01 | 0.998 | 0.998 | 0.999 | 1.028 | 1.018 | 1.013 | 1.004 | 0.999 | 0.999
Raragh 2 Windfarm | RR2 | GU_403970 | MEATH HILL | 110 | 0.995 | 0.992 | 1.005 | 1.003 | 1.007 | 1.004 | 1.008 | 1.006 | 1.008 | 1.005 | 1.008 | 1.007 | 1.005 | 1.002 | 1.019 | 0.997 | 1.015 | 0.996 | 1.002 | 0.996 | 1.027 | 1.008 | 1.012 | 0.996 | 1.004 | 0.996
Sliabh Bawn Windfarm | SB1 | GU_401900 | SLIABH BAWN | 110 | 0.988 | 0.983 | 0.993 | 0.989 | 0.993 | 0.989 | 0.993 | 0.99 | 0.993 | 0.99 | 0.993 | 0.99 | 0.993 | 0.989 | 1.013 | 0.994 | 1.009 | 0.993 | 0.996 | 0.992 | 1.023 | 1.008 | 1.007 | 0.993 | 0.996 | 0.992
Sorrell Island 1 Windfarm | SF1 | GU_403800 | BOOLTIAGH | 110 | 0.978 | 0.975 | 0.972 | 0.968 | 0.969 | 0.966 | 0.967 | 0.964 | 0.967 | 0.965 | 0.966 | 0.962 | 0.971 | 0.97 | 0.995 | 0.979 | 0.991 | 0.977 | 0.979 | 0.978 | 1.006 | 0.994 | 0.987 | 0.977 | 0.974 | 0.975
Sorrell Island 2 Windfarm | SF2 | GU_404480 | BOOLTIAGH | 110 | 0.978 | 0.975 | 0.972 | 0.968 | 0.969 | 0.966 | 0.967 | 0.964 | 0.967 | 0.965 | 0.966 | 0.962 | 0.971 | 0.97 | 0.995 | 0.979 | 0.991 | 0.977 | 0.979 | 0.978 | 1.006 | 0.994 | 0.987 | 0.977 | 0.974 | 0.975
Shannonbridge ESS A-1 | SI1 | GU_404380 | SHANNONBRIDG | 110 | 0.988 | 0.984 | 0.993 | 0.989 | 0.991 | 0.989 | 0.991 | 0.989 | 0.992 | 0.989 | 0.991 | 0.988 | 0.993 | 0.991 | 1.011 | 0.994 | 1.006 | 0.993 | 0.994 | 0.992 | 1.022 | 1.011 | 1.006 | 0.994 | 0.993 | 0.992
Shannonbridge ESS A-2 | SI2 | GU_404390 | SHANNONBRIDG | 110 | 0.988 | 0.984 | 0.993 | 0.989 | 0.991 | 0.989 | 0.991 | 0.989 | 0.992 | 0.989 | 0.991 | 0.988 | 0.993 | 0.991 | 1.011 | 0.994 | 1.006 | 0.993 | 0.994 | 0.992 | 1.022 | 1.011 | 1.006 | 0.994 | 0.993 | 0.992
Sealrock 3 Generator Unit | SK3 | GU_400120 | AUGHINISH | 110 | 0.973 | 0.969 | 0.963 | 0.959 | 0.96 | 0.957 | 0.957 | 0.954 | 0.957 | 0.955 | 0.956 | 0.953 | 0.966 | 0.965 | 0.992 | 0.976 | 0.983 | 0.969 | 0.974 | 0.973 | 1.001 | 0.989 | 0.979 | 0.968 | 0.966 | 0.966
Sealrock 4 Generator Unit | SK4 | GU_400121 | AUGHINISH | 110 | 0.973 | 0.969 | 0.963 | 0.959 | 0.96 | 0.957 | 0.957 | 0.954 | 0.957 | 0.955 | 0.956 | 0.953 | 0.966 | 0.965 | 0.992 | 0.976 | 0.983 | 0.969 | 0.974 | 0.973 | 1.001 | 0.989 | 0.979 | 0.968 | 0.966 | 0.966
Slievereagh Power Ltd (Wind Unit) | SL1 | GU_400671 | TIPPERARY | 110 | 0.98 | 0.975 | 0.979 | 0.973 | 0.976 | 0.972 | 0.975 | 0.971 | 0.976 | 0.972 | 0.975 | 0.97 | 0.98 | 0.977 | 0.999 | 0.982 | 0.996 | 0.981 | 0.983 | 0.98 | 1.012 | 1 | 0.992 | 0.98 | 0.98 | 0.979
Slievereagh Power Phase II | SL2 | GU_401460 | TIPPERARY | 110 | 0.98 | 0.975 | 0.979 | 0.973 | 0.976 | 0.972 | 0.975 | 0.971 | 0.976 | 0.972 | 0.975 | 0.97 | 0.98 | 0.977 | 0.999 | 0.982 | 0.996 | 0.981 | 0.983 | 0.98 | 1.012 | 1 | 0.992 | 0.98 | 0.98 | 0.979
Sorne Hill Generator Unit | SN1 | GU_400550 | TRILLICK | 110 | 0.966 | 0.955 | 0.971 | 0.957 | 0.973 | 0.959 | 0.975 | 0.962 | 0.973 | 0.96 | 0.975 | 0.964 | 0.972 | 0.96 | 0.988 | 0.956 | 0.986 | 0.955 | 0.971 | 0.953 | 0.999 | 0.967 | 0.98 | 0.953 | 0.971 | 0.952
Seecon Windfarm | SO1 | GU_401990 | UGOOL | 110 | 0.98 | 0.977 | 0.979 | 0.975 | 0.978 | 0.974 | 0.976 | 0.972 | 0.976 | 0.972 | 0.974 | 0.97 | 0.977 | 0.974 | 0.996 | 0.979 | 0.992 | 0.977 | 0.98 | 0.978 | 1.006 | 0.992 | 0.988 | 0.977 | 0.978 | 0.976
Scartaglen 1 Windfarm | ST1 | GU_402250 | CORDAL | 110 | 0.973 | 0.97 | 0.965 | 0.961 | 0.962 | 0.959 | 0.959 | 0.957 | 0.96 | 0.958 | 0.959 | 0.955 | 0.965 | 0.964 | 0.988 | 0.972 | 0.985 | 0.972 | 0.972 | 0.971 | 1 | 0.989 | 0.98 | 0.97 | 0.968 | 0.969
Scartaglen 2 Windfarm | ST2 | GU_402260 | CORDAL | 110 | 0.973 | 0.97 | 0.965 | 0.961 | 0.962 | 0.959 | 0.959 | 0.957 | 0.96 | 0.958 | 0.959 | 0.955 | 0.965 | 0.964 | 0.988 | 0.972 | 0.985 | 0.972 | 0.972 | 0.971 | 1 | 0.989 | 0.98 | 0.97 | 0.968 | 0.969
Tarbert 1 Generator Unit | TB1 | GU_400750 | TARBERT | 110 | 0.98 | 0.978 | 0.972 | 0.97 | 0.969 | 0.968 | 0.966 | 0.966 | 0.966 | 0.966 | 0.965 | 0.963 | 0.971 | 0.971 | 0.997 | 0.982 | 0.992 | 0.98 | 0.981 | 0.981 | 1.007 | 0.997 | 0.989 | 0.98 | 0.975 | 0.978
Tarbert 2 Generator Unit | TB2 | GU_400751 | TARBERT | 110 | 0.98 | 0.978 | 0.972 | 0.97 | 0.969 | 0.968 | 0.966 | 0.966 | 0.966 | 0.966 | 0.965 | 0.963 | 0.971 | 0.971 | 0.997 | 0.982 | 0.992 | 0.98 | 0.981 | 0.981 | 1.007 | 0.997 | 0.989 | 0.98 | 0.975 | 0.978
Tarbert 3 Generator Unit | TB3 | GU_400752 | TARBERT | 220 | 0.98 | 0.978 | 0.972 | 0.97 | 0.969 | 0.968 | 0.966 | 0.966 | 0.966 | 0.966 | 0.965 | 0.963 | 0.971 | 0.971 | 0.997 | 0.982 | 0.992 | 0.98 | 0.981 | 0.981 | 1.008 | 0.997 | 0.989 | 0.98 | 0.975 | 0.978
Tarbert 4 Generator Unit | TB4 | GU_400753 | TARBERT | 220 | 0.98 | 0.978 | 0.972 | 0.97 | 0.969 | 0.968 | 0.966 | 0.966 | 0.966 | 0.966 | 0.965 | 0.963 | 0.971 | 0.971 | 0.997 | 0.982 | 0.992 | 0.98 | 0.981 | 0.981 | 1.008 | 0.997 | 0.989 | 0.98 | 0.975 | 0.978
Turlough Hill 1 Generator Unit | TH1 | GU_400360 | TURLOUGH HIL | 220 | 0.99 | 0.991 | 0.995 | 1.002 | 0.995 | 1.002 | 0.995 | 1.002 | 0.995 | 1.002 | 0.994 | 1.001 | 0.995 | 1.001 | 1.013 | 1.003 | 1.008 | 1.003 | 0.997 | 1.003 | 1.022 | 1.018 | 1.007 | 1.003 | 0.996 | 1.003
Turlough Hill 2 Generator Unit | TH2 | GU_400361 | TURLOUGH HIL | 220 | 0.99 | 0.991 | 0.995 | 1.002 | 0.995 | 1.002 | 0.995 | 1.002 | 0.995 | 1.002 | 0.994 | 1.001 | 0.995 | 1.001 | 1.013 | 1.003 | 1.008 | 1.003 | 0.997 | 1.003 | 1.022 | 1.018 | 1.007 | 1.003 | 0.996 | 1.003
Turlough Hill 3 Generator Unit | TH3 | GU_400362 | TURLOUGH HIL | 220 | 0.99 | 0.991 | 0.995 | 1.002 | 0.995 | 1.002 | 0.995 | 1.002 | 0.995 | 1.002 | 0.994 | 1.001 | 0.995 | 1.001 | 1.013 | 1.003 | 1.008 | 1.003 | 0.997 | 1.003 | 1.022 | 1.018 | 1.007 | 1.003 | 0.996 | 1.003
Turlough Hill 4 Generator Unit | TH4 | GU_400363 | TURLOUGH HIL | 220 | 0.99 | 0.991 | 0.995 | 1.002 | 0.995 | 1.002 | 0.995 | 1.002 | 0.995 | 1.002 | 0.994 | 1.001 | 0.995 | 1.001 | 1.013 | 1.003 | 1.008 | 1.003 | 0.997 | 1.003 | 1.022 | 1.018 | 1.007 | 1.003 | 0.996 | 1.003
Tullabrack Wind Farm | TK1 | GU_402050 | TULLABRACK | 110 | 0.979 | 0.976 | 0.971 | 0.969 | 0.968 | 0.966 | 0.966 | 0.964 | 0.966 | 0.965 | 0.965 | 0.962 | 0.971 | 0.97 | 0.996 | 0.98 | 0.991 | 0.978 | 0.979 | 0.979 | 1.006 | 0.994 | 0.988 | 0.978 | 0.974 | 0.976
Tullynamoyle Windfarm 2 | TM2 | GU_402160 | CORDERRY | 110 | 0.981 | 0.976 | 0.984 | 0.978 | 0.985 | 0.978 | 0.984 | 0.979 | 0.984 | 0.978 | 0.984 | 0.98 | 0.984 | 0.978 | 1.001 | 0.979 | 0.998 | 0.978 | 0.985 | 0.977 | 1.011 | 0.991 | 0.994 | 0.977 | 0.984 | 0.976
Tullynamoyle 3 Windfarm | TM3 | GU_402200 | CORDERRY | 110 | 0.981 | 0.976 | 0.984 | 0.978 | 0.985 | 0.978 | 0.984 | 0.979 | 0.984 | 0.978 | 0.984 | 0.98 | 0.984 | 0.978 | 1.001 | 0.979 | 0.998 | 0.978 | 0.985 | 0.977 | 1.011 | 0.991 | 0.994 | 0.977 | 0.984 | 0.976
Tournafulla Generatot Unit | TN2 | GU_400600 | TRIEN | 110 | 0.978 | 0.976 | 0.97 | 0.968 | 0.967 | 0.965 | 0.964 | 0.963 | 0.964 | 0.964 | 0.963 | 0.961 | 0.969 | 0.969 | 0.994 | 0.979 | 0.99 | 0.978 | 0.978 | 0.978 | 1.005 | 0.994 | 0.987 | 0.977 | 0.973 | 0.975
Tawnaghmore Peaking 1 Generator Unit | TP1 | GU_400780 | MOY | 110 | 0.972 | 0.963 | 0.97 | 0.953 | 0.97 | 0.954 | 0.964 | 0.951 | 0.964 | 0.951 | 0.964 | 0.951 | 0.964 | 0.949 | 0.973 | 0.946 | 0.969 | 0.944 | 0.956 | 0.943 | 0.982 | 0.958 | 0.964 | 0.942 | 0.955 | 0.942
Tawnaghmore Peaking 3 Generator Unit | TP3 | GU_400781 | MOY | 110 | 0.972 | 0.963 | 0.97 | 0.953 | 0.97 | 0.954 | 0.964 | 0.951 | 0.964 | 0.951 | 0.964 | 0.951 | 0.964 | 0.949 | 0.973 | 0.946 | 0.969 | 0.944 | 0.956 | 0.943 | 0.982 | 0.958 | 0.964 | 0.942 | 0.955 | 0.942
Taurbeg Wind Farm | TR1 | GU_404990 | GLENLARA | 110 | 0.973 | 0.967 | 0.973 | 0.966 | 0.97 | 0.965 | 0.968 | 0.963 | 0.969 | 0.965 | 0.969 | 0.962 | 0.975 | 0.972 | 0.994 | 0.976 | 0.992 | 0.977 | 0.978 | 0.975 | 1.008 | 0.995 | 0.986 | 0.973 | 0.975 | 0.974
Tursillagh Windfarm | TUR | GU_403830 | TRALEE | 110 | 0.977 | 0.971 | 0.971 | 0.965 | 0.968 | 0.963 | 0.965 | 0.961 | 0.966 | 0.962 | 0.965 | 0.96 | 0.971 | 0.968 | 0.994 | 0.977 | 0.99 | 0.976 | 0.977 | 0.976 | 1.005 | 0.992 | 0.985 | 0.973 | 0.972 | 0.972
Tynagh Generator Unit | TYC | GU_400530 | TYNAGH | 220 | 0.983 | 0.982 | 0.982 | 0.983 | 0.981 | 0.982 | 0.98 | 0.98 | 0.979 | 0.98 | 0.978 | 0.979 | 0.981 | 0.982 | 1 | 0.988 | 0.996 | 0.986 | 0.985 | 0.987 | 1.01 | 1.001 | 0.992 | 0.986 | 0.982 | 0.985
Uggool Wind Farm | UG1 | GU_401960 | UGOOL | 110 | 0.98 | 0.977 | 0.979 | 0.975 | 0.978 | 0.974 | 0.976 | 0.972 | 0.976 | 0.972 | 0.974 | 0.97 | 0.977 | 0.974 | 0.996 | 0.979 | 0.992 | 0.977 | 0.98 | 0.978 | 1.006 | 0.992 | 0.988 | 0.977 | 0.978 | 0.976
Taghart | VB1 | GU_405110 | MEATH HILL | 110 | 0.995 | 0.992 | 1.005 | 1.003 | 1.007 | 1.004 | 1.008 | 1.006 | 1.008 | 1.005 | 1.008 | 1.007 | 1.005 | 1.002 | 1.019 | 0.997 | 1.015 | 0.996 | 1.002 | 0.996 | 1.027 | 1.008 | 1.012 | 0.996 | 1.004 | 0.996
Whitegate Generator Unit | WG1 | GU_400930 | GLANAGOW | 220 | 0.97 | 0.967 | 0.964 | 0.961 | 0.959 | 0.96 | 0.956 | 0.957 | 0.958 | 0.959 | 0.958 | 0.955 | 0.965 | 0.967 | 0.983 | 0.97 | 0.984 | 0.973 | 0.969 | 0.97 | 1.001 | 0.993 | 0.978 | 0.97 | 0.967 | 0.973
Shannonbridge Generator Unit | WO4 | GU_400370 | SHANNONBRIDG | 110 | 0.988 | 0.984 | 0.993 | 0.989 | 0.991 | 0.989 | 0.991 | 0.989 | 0.992 | 0.989 | 0.991 | 0.988 | 0.993 | 0.991 | 1.011 | 0.994 | 1.006 | 0.993 | 0.994 | 0.992 | 1.022 | 1.011 | 1.006 | 0.994 | 0.993 | 0.992
Woodhouse Wind Farm | WS1 | GU_401680 | WOODHOUSE | 110 | 0.975 | 0.972 | 0.974 | 0.97 | 0.971 | 0.97 | 0.969 | 0.968 | 0.97 | 0.97 | 0.97 | 0.967 | 0.975 | 0.976 | 0.992 | 0.978 | 0.991 | 0.979 | 0.976 | 0.976 | 1.006 | 0.998 | 0.985 | 0.977 | 0.974 | 0.977
Carrigdangan Windfarm | XA1 | GU_404330 | CARRIGDANGAN | 110 | 0.968 | 0.964 | 0.96 | 0.954 | 0.956 | 0.953 | 0.954 | 0.951 | 0.955 | 0.953 | 0.954 | 0.95 | 0.961 | 0.959 | 0.981 | 0.964 | 0.979 | 0.965 | 0.965 | 0.963 | 0.995 | 0.983 | 0.974 | 0.962 | 0.962 | 0.963
Black Lough WFPS | XL1 | GU_403990 | GLENREE | 110 | 0.973 | 0.964 | 0.971 | 0.956 | 0.971 | 0.957 | 0.967 | 0.955 | 0.966 | 0.954 | 0.966 | 0.955 | 0.965 | 0.952 | 0.974 | 0.948 | 0.971 | 0.947 | 0.958 | 0.946 | 0.984 | 0.96 | 0.966 | 0.945 | 0.957 | 0.945
Carrowleagh Windfarm | XR1 | GU_401280 | GLENREE | 110 | 0.973 | 0.964 | 0.971 | 0.956 | 0.971 | 0.957 | 0.967 | 0.955 | 0.966 | 0.954 | 0.966 | 0.955 | 0.965 | 0.952 | 0.974 | 0.948 | 0.971 | 0.947 | 0.958 | 0.946 | 0.984 | 0.96 | 0.966 | 0.945 | 0.957 | 0.945
Beenanaspuck and Tobertoreen Windfarm | XT1 | GU_404000 | ATHEA | 110 | 0.978 | 0.976 | 0.97 | 0.967 | 0.967 | 0.965 | 0.964 | 0.963 | 0.964 | 0.963 | 0.963 | 0.961 | 0.969 | 0.969 | 0.994 | 0.979 | 0.99 | 0.978 | 0.978 | 0.978 | 1.005 | 0.994 | 0.986 | 0.977 | 0.973 | 0.975
Beenanaspuck and Tobertoreen Battery | XT2 | GU_404010 | ATHEA | 110 | 0.978 | 0.976 | 0.97 | 0.967 | 0.967 | 0.965 | 0.964 | 0.963 | 0.964 | 0.963 | 0.963 | 0.961 | 0.969 | 0.969 | 0.994 | 0.979 | 0.99 | 0.978 | 0.978 | 0.978 | 1.005 | 0.994 | 0.986 | 0.977 | 0.973 | 0.975
Cronalaght 2 | YC2 | GU_403840 | TIEVEBRACK | 110 | 0.974 | 0.966 | 0.977 | 0.967 | 0.978 | 0.968 | 0.979 | 0.97 | 0.978 | 0.968 | 0.98 | 0.972 | 0.978 | 0.969 | 0.992 | 0.966 | 0.99 | 0.965 | 0.976 | 0.963 | 1.003 | 0.977 | 0.985 | 0.963 | 0.975 | 0.962
Ballycumber Windfarm | YR1 | GU_404460 | ARKLOW | 110 | 0.988 | 0.986 | 0.994 | 0.995 | 0.993 | 0.996 | 0.993 | 0.995 | 0.994 | 0.996 | 0.993 | 0.995 | 0.994 | 0.996 | 1.011 | 0.996 | 1.007 | 0.997 | 0.994 | 0.997 | 1.02 | 1.013 | 1.005 | 0.998 | 0.994 | 0.998
Cleanrath | YT1 | GU_403810 | COOMATAGGART | 110 | 0.97 | 0.967 | 0.961 | 0.957 | 0.957 | 0.955 | 0.955 | 0.953 | 0.955 | 0.954 | 0.955 | 0.951 | 0.961 | 0.96 | 0.983 | 0.967 | 0.981 | 0.968 | 0.968 | 0.967 | 0.996 | 0.985 | 0.976 | 0.965 | 0.963 | 0.965
Cloghervaddy 2 Windfarm | YV2 | GU_404630 | BINBANE | 110 | 0.974 | 0.966 | 0.975 | 0.965 | 0.976 | 0.966 | 0.977 | 0.968 | 0.975 | 0.966 | 0.978 | 0.97 | 0.976 | 0.967 | 0.991 | 0.966 | 0.989 | 0.966 | 0.975 | 0.964 | 1.002 | 0.978 | 0.984 | 0.963 | 0.974 | 0.962
Oweninney Windfarm 2 | OY2 | GU_405130 | BELLACORICK | 110 | 0.97 | 0.961 | 0.967 | 0.953 | 0.969 | 0.954 | 0.963 | 0.949 | 0.963 | 0.949 | 0.962 | 0.949 | 0.962 | 0.948 | 0.973 | 0.944 | 0.968 | 0.942 | 0.955 | 0.941 | 0.981 | 0.956 | 0.964 | 0.94 | 0.955 | 0.94
Rosspile Solar | RO1 | GU_405150 | WEXFORD | 110 | 0.982 | 0.979 | 0.985 | 0.981 | 0.984 | 0.983 | 0.983 | 0.982 | 0.984 | 0.983 | 0.984 | 0.981 | 0.986 | 0.986 | 1.002 | 0.987 | 0.999 | 0.988 | 0.986 | 0.985 | 1.015 | 1.008 | 0.997 | 0.989 | 0.985 | 0.986