## CLAFs Oct 24_Sep 25
2024/2025 SINGLE ELECTRICITY MARKET COMBINED LOSS ADJUSTMENT FACTORS - IE BASED MARKET PARTICIPANTS
Market Participant | Unit ID TSO | Unit ID SEMO | Transmission Station | kV | OCTOBER | OCTOBER | OCTOBER | OCTOBER | OCTOBER | NOVEMBER | NOVEMBER | NOVEMBER | NOVEMBER | NOVEMBER | DECEMBER | DECEMBER | DECEMBER | DECEMBER | DECEMBER | JANUARY | JANUARY | JANUARY | JANUARY | JANUARY | FEBRUARY | FEBRUARY | FEBRUARY | FEBRUARY | FEBRUARY | MARCH | MARCH | MARCH | MARCH | MARCH | APRIL | APRIL | APRIL | APRIL | APRIL | MAY | MAY | MAY | MAY | MAY | JUNE | JUNE | JUNE | JUNE | JUNE | JULY | JULY | JULY | JULY | JULY | AUGUST | AUGUST | AUGUST | AUGUST | AUGUST | SEPTEMBER | SEPTEMBER | SEPTEMBER | SEPTEMBER | SEPTEMBER
[5 empty] | CLAF_1 | CLAF_2 | CLAF_3 | CLAF_4 | CLAF_1 | CLAF_1 | CLAF_2 | CLAF_3 | CLAF_4 | CLAF_1 | CLAF_1 | CLAF_2 | CLAF_3 | CLAF_4 | CLAF_1 | CLAF_1 | CLAF_2 | CLAF_3 | CLAF_4 | CLAF_1 | CLAF_1 | CLAF_2 | CLAF_3 | CLAF_4 | CLAF_1 | CLAF_1 | CLAF_2 | CLAF_3 | CLAF_4 | CLAF_1 | CLAF_1 | CLAF_2 | CLAF_3 | CLAF_4 | CLAF_1 | CLAF_1 | CLAF_2 | CLAF_3 | CLAF_4 | CLAF_1 | CLAF_1 | CLAF_2 | CLAF_3 | CLAF_4 | CLAF_1 | CLAF_1 | CLAF_2 | CLAF_3 | CLAF_4 | CLAF_1 | CLAF_1 | CLAF_2 | CLAF_3 | CLAF_4 | CLAF_1 | CLAF_1 | CLAF_2 | CLAF_3 | CLAF_4 | CLAF_1
[5 empty] | from 00:00:00 | from 07:00:00 | from 08:00:00 | from 22:00:00 | from 23:00:00 | from 00:00:00 | from 07:00:00 | from 08:00:00 | from 22:00:00 | from 23:00:00 | from 00:00:00 | from 07:00:00 | from 08:00:00 | from 22:00:00 | from 23:00:00 | from 00:00:00 | from 07:00:00 | from 08:00:00 | from 22:00:00 | from 23:00:00 | from 00:00:00 | from 07:00:00 | from 08:00:00 | from 22:00:00 | from 23:00:00 | from 00:00:00 | from 07:00:00 | from 08:00:00 | from 22:00:00 | from 23:00:00 | from 00:00:00 | from 07:00:00 | from 08:00:00 | from 22:00:00 | from 23:00:00 | from 00:00:00 | from 07:00:00 | from 08:00:00 | from 22:00:00 | from 23:00:00 | from 00:00:00 | from 07:00:00 | from 08:00:00 | from 22:00:00 | from 23:00:00 | from 00:00:00 | from 07:00:00 | from 08:00:00 | from 22:00:00 | from 23:00:00 | from 00:00:00 | from 07:00:00 | from 08:00:00 | from 22:00:00 | from 23:00:00 | from 00:00:00 | from 07:00:00 | from 08:00:00 | from 22:00:00 | from 23:00:00
[5 empty] | to 06:59:59 | to 07:59:59 | to 21:59:59 | to 22:59:59 | to 23:59:59 | to 06:59:59 | to 07:59:59 | to 21:59:59 | to 22:59:59 | to 23:59:59 | to 06:59:59 | to 07:59:59 | to 21:59:59 | to 22:59:59 | to 23:59:59 | to 06:59:59 | to 07:59:59 | to 21:59:59 | to 22:59:59 | to 23:59:59 | to 06:59:59 | to 07:59:59 | to 21:59:59 | to 22:59:59 | to 23:59:59 | to 06:59:59 | to 07:59:59 | to 21:59:59 | to 22:59:59 | to 23:59:59 | to 06:59:59 | to 07:59:59 | to 21:59:59 | to 22:59:59 | to 23:59:59 | to 06:59:59 | to 07:59:59 | to 21:59:59 | to 22:59:59 | to 23:59:59 | to 06:59:59 | to 07:59:59 | to 21:59:59 | to 22:59:59 | to 23:59:59 | to 06:59:59 | to 07:59:59 | to 21:59:59 | to 22:59:59 | to 23:59:59 | to 06:59:59 | to 07:59:59 | to 21:59:59 | to 22:59:59 | to 23:59:59 | to 06:59:59 | to 07:59:59 | to 21:59:59 | to 22:59:59 | to 23:59:59
[5 empty] | Oct_CLAF_1 | Oct_CLAF_2 | Oct_CLAF_3 | Oct_CLAF_4 | Oct_CLAF_1 | Nov_CLAF_1 | Nov_CLAF_2 | Nov_CLAF_3 | Nov_CLAF_4 | Nov_CLAF_1 | Dec_CLAF_1 | Dec_CLAF_2 | Dec_CLAF_3 | Dec_CLAF_4 | Dec_CLAF_1 | Jan_CLAF_1 | Jan_CLAF_2 | Jan_CLAF_3 | Jan_CLAF_4 | Jan_CLAF_1 | Feb_CLAF_1 | Feb_CLAF_2 | Feb_CLAF_3 | Feb_CLAF_4 | Feb_CLAF_1 | Mar_CLAF_1 | Mar_CLAF_2 | Mar_CLAF_3 | Mar_CLAF_4 | Mar_CLAF_1 | Apr_CLAF_1 | Apr_CLAF_2 | Apr_CLAF_3 | Apr_CLAF_4 | Apr_CLAF_1 | May_CLAF_1 | May_CLAF_2 | May_CLAF_3 | May_CLAF_4 | May_CLAF_1 | Jun_CLAF_1 | Jun_CLAF_2 | Jun_CLAF_3 | Jun_CLAF_4 | Jun_CLAF_1 | Jul_CLAF_1 | Jul_CLAF_2 | Jul_CLAF_3 | Jul_CLAF_4 | Jul_CLAF_1 | Aug_CLAF_1 | Aug_CLAF_2 | Aug_CLAF_3 | Aug_CLAF_4 | Aug_CLAF_1 | Sep_CLAF_1 | Sep_CLAF_2 | Sep_CLAF_3 | Sep_CLAF_4 | Sep_CLAF_1
Ardnacrusha 1 Generator Unit | AA1 | GU_400200 | ARDNACRUSHA | 110 | 0.974 | 0.977 | 0.977 | 0.974 | 0.974 | 0.974 | 0.976 | 0.976 | 0.974 | 0.974 | 0.976 | 0.979 | 0.979 | 0.976 | 0.976 | 0.975 | 0.979 | 0.979 | 0.975 | 0.975 | 0.976 | 0.978 | 0.978 | 0.976 | 0.976 | 0.98 | 0.983 | 0.983 | 0.98 | 0.98 | 0.977 | 0.977 | 0.977 | 0.977 | 0.977 | 0.985 | 0.985 | 0.985 | 0.985 | 0.985 | 0.982 | 0.982 | 0.982 | 0.982 | 0.982 | 0.984 | 0.982 | 0.982 | 0.984 | 0.984 | 0.982 | 0.981 | 0.981 | 0.982 | 0.982 | 0.984 | 0.983 | 0.983 | 0.984 | 0.984
Ardnacrusha 2 Generator Unit | AA2 | GU_400201 | ARDNACRUSHA | 110 | 0.974 | 0.977 | 0.977 | 0.974 | 0.974 | 0.974 | 0.976 | 0.976 | 0.974 | 0.974 | 0.976 | 0.979 | 0.979 | 0.976 | 0.976 | 0.975 | 0.979 | 0.979 | 0.975 | 0.975 | 0.976 | 0.978 | 0.978 | 0.976 | 0.976 | 0.98 | 0.983 | 0.983 | 0.98 | 0.98 | 0.977 | 0.977 | 0.977 | 0.977 | 0.977 | 0.985 | 0.985 | 0.985 | 0.985 | 0.985 | 0.982 | 0.982 | 0.982 | 0.982 | 0.982 | 0.984 | 0.982 | 0.982 | 0.984 | 0.984 | 0.982 | 0.981 | 0.981 | 0.982 | 0.982 | 0.984 | 0.983 | 0.983 | 0.984 | 0.984
Ardnacrusha 3 Generator Unit | AA3 | GU_400202 | ARDNACRUSHA | 110 | 0.974 | 0.977 | 0.977 | 0.974 | 0.974 | 0.974 | 0.976 | 0.976 | 0.974 | 0.974 | 0.976 | 0.979 | 0.979 | 0.976 | 0.976 | 0.975 | 0.979 | 0.979 | 0.975 | 0.975 | 0.976 | 0.978 | 0.978 | 0.976 | 0.976 | 0.98 | 0.983 | 0.983 | 0.98 | 0.98 | 0.977 | 0.977 | 0.977 | 0.977 | 0.977 | 0.985 | 0.985 | 0.985 | 0.985 | 0.985 | 0.982 | 0.982 | 0.982 | 0.982 | 0.982 | 0.984 | 0.982 | 0.982 | 0.984 | 0.984 | 0.982 | 0.981 | 0.981 | 0.982 | 0.982 | 0.984 | 0.983 | 0.983 | 0.984 | 0.984
Ardnacrusha 4 Generator Unit | AA4 | GU_400203 | ARDNACRUSHA | 110 | 0.974 | 0.977 | 0.977 | 0.974 | 0.974 | 0.974 | 0.976 | 0.976 | 0.974 | 0.974 | 0.976 | 0.979 | 0.979 | 0.976 | 0.976 | 0.975 | 0.979 | 0.979 | 0.975 | 0.975 | 0.976 | 0.978 | 0.978 | 0.976 | 0.976 | 0.98 | 0.983 | 0.983 | 0.98 | 0.98 | 0.977 | 0.977 | 0.977 | 0.977 | 0.977 | 0.985 | 0.985 | 0.985 | 0.985 | 0.985 | 0.982 | 0.982 | 0.982 | 0.982 | 0.982 | 0.984 | 0.982 | 0.982 | 0.984 | 0.984 | 0.982 | 0.981 | 0.981 | 0.982 | 0.982 | 0.984 | 0.983 | 0.983 | 0.984 | 0.984
Cnoc Windfarms | AC1 | GU_401670 | THURLES | 110 | 0.975 | 0.98 | 0.98 | 0.975 | 0.975 | 0.976 | 0.981 | 0.981 | 0.976 | 0.976 | 0.977 | 0.983 | 0.983 | 0.977 | 0.977 | 0.977 | 0.983 | 0.983 | 0.977 | 0.977 | 0.977 | 0.982 | 0.982 | 0.977 | 0.977 | 0.979 | 0.985 | 0.985 | 0.979 | 0.979 | 0.976 | 0.973 | 0.973 | 0.976 | 0.976 | 0.982 | 0.976 | 0.976 | 0.982 | 0.982 | 0.98 | 0.972 | 0.972 | 0.98 | 0.98 | 0.982 | 0.975 | 0.975 | 0.982 | 0.982 | 0.981 | 0.975 | 0.975 | 0.981 | 0.981 | 0.981 | 0.978 | 0.978 | 0.981 | 0.981
Aghada 2 Generator Unit | AD2 | GU_400850 | LONGPOINT | 220 | 0.949 | 0.955 | 0.955 | 0.949 | 0.949 | 0.952 | 0.956 | 0.956 | 0.952 | 0.952 | 0.956 | 0.958 | 0.958 | 0.956 | 0.956 | 0.956 | 0.959 | 0.959 | 0.956 | 0.956 | 0.954 | 0.958 | 0.958 | 0.954 | 0.954 | 0.956 | 0.963 | 0.963 | 0.956 | 0.956 | 0.953 | 0.955 | 0.955 | 0.953 | 0.953 | 0.979 | 0.978 | 0.978 | 0.979 | 0.979 | 0.971 | 0.97 | 0.97 | 0.971 | 0.971 | 0.971 | 0.968 | 0.968 | 0.971 | 0.971 | 0.967 | 0.965 | 0.965 | 0.967 | 0.967 | 0.969 | 0.97 | 0.97 | 0.969 | 0.969
Aghada BESS | AD3 | GU_403560 | AGHADA_B | 110 | 0.948 | 0.953 | 0.953 | 0.948 | 0.948 | 0.95 | 0.954 | 0.954 | 0.95 | 0.95 | 0.955 | 0.956 | 0.956 | 0.955 | 0.955 | 0.955 | 0.957 | 0.957 | 0.955 | 0.955 | 0.953 | 0.956 | 0.956 | 0.953 | 0.953 | 0.955 | 0.961 | 0.961 | 0.955 | 0.955 | 0.952 | 0.954 | 0.954 | 0.952 | 0.952 | 0.98 | 0.978 | 0.978 | 0.98 | 0.98 | 0.971 | 0.969 | 0.969 | 0.971 | 0.971 | 0.972 | 0.968 | 0.968 | 0.972 | 0.972 | 0.967 | 0.965 | 0.965 | 0.967 | 0.967 | 0.969 | 0.969 | 0.969 | 0.969 | 0.969
Aghada BESS 2A | AD4 | GU_403570 | AGHADA_B | 110 | 0.948 | 0.953 | 0.953 | 0.948 | 0.948 | 0.95 | 0.954 | 0.954 | 0.95 | 0.95 | 0.955 | 0.956 | 0.956 | 0.955 | 0.955 | 0.955 | 0.957 | 0.957 | 0.955 | 0.955 | 0.953 | 0.956 | 0.956 | 0.953 | 0.953 | 0.955 | 0.961 | 0.961 | 0.955 | 0.955 | 0.952 | 0.954 | 0.954 | 0.952 | 0.952 | 0.98 | 0.978 | 0.978 | 0.98 | 0.98 | 0.971 | 0.969 | 0.969 | 0.971 | 0.971 | 0.972 | 0.968 | 0.968 | 0.972 | 0.972 | 0.967 | 0.965 | 0.965 | 0.967 | 0.967 | 0.969 | 0.969 | 0.969 | 0.969 | 0.969
Aghada BESS 2B | AD5 | GU_404920 | AGHADA_B | 110 | 0.948 | 0.953 | 0.953 | 0.948 | 0.948 | 0.95 | 0.954 | 0.954 | 0.95 | 0.95 | 0.955 | 0.956 | 0.956 | 0.955 | 0.955 | 0.955 | 0.957 | 0.957 | 0.955 | 0.955 | 0.953 | 0.956 | 0.956 | 0.953 | 0.953 | 0.955 | 0.961 | 0.961 | 0.955 | 0.955 | 0.952 | 0.954 | 0.954 | 0.952 | 0.952 | 0.98 | 0.978 | 0.978 | 0.98 | 0.98 | 0.971 | 0.969 | 0.969 | 0.971 | 0.971 | 0.972 | 0.968 | 0.968 | 0.972 | 0.972 | 0.967 | 0.965 | 0.965 | 0.967 | 0.967 | 0.969 | 0.969 | 0.969 | 0.969 | 0.969
Athea Windfarm | AH1 | GU_401380 | ATHEA | 110 | 0.975 | 0.976 | 0.976 | 0.975 | 0.975 | 0.975 | 0.976 | 0.976 | 0.975 | 0.975 | 0.977 | 0.978 | 0.978 | 0.977 | 0.977 | 0.977 | 0.977 | 0.977 | 0.977 | 0.977 | 0.976 | 0.977 | 0.977 | 0.976 | 0.976 | 0.978 | 0.979 | 0.979 | 0.978 | 0.978 | 0.976 | 0.976 | 0.976 | 0.976 | 0.976 | 0.982 | 0.982 | 0.982 | 0.982 | 0.982 | 0.98 | 0.98 | 0.98 | 0.98 | 0.98 | 0.981 | 0.981 | 0.981 | 0.981 | 0.981 | 0.981 | 0.98 | 0.98 | 0.981 | 0.981 | 0.982 | 0.982 | 0.982 | 0.982 | 0.982
Carrickallen Windfarm | AL1 | GU_402220 | SHANKILL | 110 | 0.996 | 1 | 1 | 0.996 | 0.996 | 0.998 | 1.002 | 1.002 | 0.998 | 0.998 | 0.996 | 1.001 | 1.001 | 0.996 | 0.996 | 0.995 | 1.001 | 1.001 | 0.995 | 0.995 | 0.996 | 1.002 | 1.002 | 0.996 | 0.996 | 0.995 | 1 | 1 | 0.995 | 0.995 | 0.992 | 1.001 | 1.001 | 0.992 | 0.992 | 0.988 | 0.997 | 0.997 | 0.988 | 0.988 | 0.989 | 0.997 | 0.997 | 0.989 | 0.989 | 0.988 | 0.998 | 0.998 | 0.988 | 0.988 | 0.988 | 0.999 | 0.999 | 0.988 | 0.988 | 0.988 | 0.999 | 0.999 | 0.988 | 0.988
Arthurstown 1(ESB) Generator Unit | AR2 | GU_400570 | KILTEEL | 110 | 1.006 | 1.007 | 1.007 | 1.006 | 1.006 | 1.002 | 1.003 | 1.003 | 1.002 | 1.002 | 1.004 | 1.006 | 1.006 | 1.004 | 1.004 | 1.003 | 1.005 | 1.005 | 1.003 | 1.003 | 1.003 | 1.004 | 1.004 | 1.003 | 1.003 | 1.003 | 1.005 | 1.005 | 1.003 | 1.003 | 1.001 | 1.002 | 1.002 | 1.001 | 1.001 | 1 | 1.001 | 1.001 | 1 | 1 | 1 | 1 | 1 | 1 | 1 | 1.004 | 1.005 | 1.005 | 1.004 | 1.004 | 1.005 | 1.005 | 1.005 | 1.005 | 1.005 | 1 | 1.001 | 1.001 | 1 | 1
ESB Arklow Bank | ARB | GU_401020 | ARKLOW | 110 | 0.996 | 0.994 | 0.994 | 0.996 | 0.996 | 0.997 | 0.995 | 0.995 | 0.997 | 0.997 | 0.994 | 0.996 | 0.996 | 0.994 | 0.994 | 0.994 | 0.994 | 0.994 | 0.994 | 0.994 | 0.994 | 0.993 | 0.993 | 0.994 | 0.994 | 0.996 | 0.996 | 0.996 | 0.996 | 0.996 | 0.995 | 0.992 | 0.992 | 0.995 | 0.995 | 0.995 | 0.993 | 0.993 | 0.995 | 0.995 | 0.995 | 0.992 | 0.992 | 0.995 | 0.995 | 0.995 | 0.992 | 0.992 | 0.995 | 0.995 | 0.994 | 0.99 | 0.99 | 0.994 | 0.994 | 0.994 | 0.991 | 0.991 | 0.994 | 0.994
Acres Windfarm | AS1 | GU_401820 | CATH_FALL | 110 | 0.975 | 0.979 | 0.979 | 0.975 | 0.975 | 0.977 | 0.98 | 0.98 | 0.977 | 0.977 | 0.975 | 0.978 | 0.978 | 0.975 | 0.975 | 0.973 | 0.978 | 0.978 | 0.973 | 0.973 | 0.975 | 0.981 | 0.981 | 0.975 | 0.975 | 0.975 | 0.98 | 0.98 | 0.975 | 0.975 | 0.971 | 0.981 | 0.981 | 0.971 | 0.971 | 0.966 | 0.98 | 0.98 | 0.966 | 0.966 | 0.968 | 0.982 | 0.982 | 0.968 | 0.968 | 0.968 | 0.981 | 0.981 | 0.968 | 0.968 | 0.968 | 0.981 | 0.981 | 0.968 | 0.968 | 0.969 | 0.98 | 0.98 | 0.969 | 0.969
AGHADA CT11 Generator Unit | AT1 | GU_400181 | AGHADA_B | 220 | 0.948 | 0.953 | 0.953 | 0.948 | 0.948 | 0.95 | 0.954 | 0.954 | 0.95 | 0.95 | 0.955 | 0.956 | 0.956 | 0.955 | 0.955 | 0.955 | 0.957 | 0.957 | 0.955 | 0.955 | 0.953 | 0.956 | 0.956 | 0.953 | 0.953 | 0.955 | 0.961 | 0.961 | 0.955 | 0.955 | 0.952 | 0.954 | 0.954 | 0.952 | 0.952 | 0.98 | 0.978 | 0.978 | 0.98 | 0.98 | 0.971 | 0.969 | 0.969 | 0.971 | 0.971 | 0.972 | 0.968 | 0.968 | 0.972 | 0.972 | 0.967 | 0.965 | 0.965 | 0.967 | 0.967 | 0.969 | 0.969 | 0.969 | 0.969 | 0.969
AGHADA CT12 Generator Unit | AT2 | GU_400182 | AGHADA_B | 220 | 0.948 | 0.953 | 0.953 | 0.948 | 0.948 | 0.95 | 0.954 | 0.954 | 0.95 | 0.95 | 0.955 | 0.956 | 0.956 | 0.955 | 0.955 | 0.955 | 0.957 | 0.957 | 0.955 | 0.955 | 0.953 | 0.956 | 0.956 | 0.953 | 0.953 | 0.955 | 0.961 | 0.961 | 0.955 | 0.955 | 0.952 | 0.954 | 0.954 | 0.952 | 0.952 | 0.98 | 0.978 | 0.978 | 0.98 | 0.98 | 0.971 | 0.969 | 0.969 | 0.971 | 0.971 | 0.972 | 0.968 | 0.968 | 0.972 | 0.972 | 0.967 | 0.965 | 0.965 | 0.967 | 0.967 | 0.969 | 0.969 | 0.969 | 0.969 | 0.969
AGHADA CT14 Generator Unit | AT4 | GU_400183 | AGH_AT14 | 220 | 0.948 | 0.953 | 0.953 | 0.948 | 0.948 | 0.95 | 0.954 | 0.954 | 0.95 | 0.95 | 0.955 | 0.956 | 0.956 | 0.955 | 0.955 | 0.955 | 0.957 | 0.957 | 0.955 | 0.955 | 0.953 | 0.956 | 0.956 | 0.953 | 0.953 | 0.955 | 0.961 | 0.961 | 0.955 | 0.955 | 0.952 | 0.954 | 0.954 | 0.952 | 0.952 | 0.98 | 0.978 | 0.978 | 0.98 | 0.98 | 0.971 | 0.969 | 0.969 | 0.971 | 0.971 | 0.972 | 0.968 | 0.968 | 0.972 | 0.972 | 0.967 | 0.965 | 0.965 | 0.967 | 0.967 | 0.969 | 0.969 | 0.969 | 0.969 | 0.969
Avonbeg BESS | AV1 | GU_404530 | CRANE | 110 | 0.985 | 0.985 | 0.985 | 0.985 | 0.985 | 0.987 | 0.987 | 0.987 | 0.987 | 0.987 | 0.982 | 0.987 | 0.987 | 0.982 | 0.982 | 0.981 | 0.983 | 0.983 | 0.981 | 0.981 | 0.982 | 0.983 | 0.983 | 0.982 | 0.982 | 0.985 | 0.986 | 0.986 | 0.985 | 0.985 | 0.98 | 0.979 | 0.979 | 0.98 | 0.98 | 0.981 | 0.98 | 0.98 | 0.981 | 0.981 | 0.981 | 0.979 | 0.979 | 0.981 | 0.981 | 0.983 | 0.98 | 0.98 | 0.983 | 0.983 | 0.982 | 0.978 | 0.978 | 0.982 | 0.982 | 0.98 | 0.979 | 0.979 | 0.98 | 0.98
Ballybane Generator Unit | BA1 | GU_400650 | BALLYLICKEY | 110 | 0.951 | 0.96 | 0.96 | 0.951 | 0.951 | 0.954 | 0.961 | 0.961 | 0.954 | 0.954 | 0.958 | 0.964 | 0.964 | 0.958 | 0.958 | 0.958 | 0.965 | 0.965 | 0.958 | 0.958 | 0.957 | 0.964 | 0.964 | 0.957 | 0.957 | 0.958 | 0.968 | 0.968 | 0.958 | 0.958 | 0.957 | 0.96 | 0.96 | 0.957 | 0.957 | 0.974 | 0.976 | 0.976 | 0.974 | 0.974 | 0.968 | 0.969 | 0.969 | 0.968 | 0.968 | 0.969 | 0.969 | 0.969 | 0.969 | 0.969 | 0.966 | 0.967 | 0.967 | 0.966 | 0.966 | 0.968 | 0.971 | 0.971 | 0.968 | 0.968
Ballybane Windfarm Phase 2 | BA2 | GU_401790 | BALLYLICKEY | 110 | 0.951 | 0.96 | 0.96 | 0.951 | 0.951 | 0.954 | 0.961 | 0.961 | 0.954 | 0.954 | 0.958 | 0.964 | 0.964 | 0.958 | 0.958 | 0.958 | 0.965 | 0.965 | 0.958 | 0.958 | 0.957 | 0.964 | 0.964 | 0.957 | 0.957 | 0.958 | 0.968 | 0.968 | 0.958 | 0.958 | 0.957 | 0.96 | 0.96 | 0.957 | 0.957 | 0.974 | 0.976 | 0.976 | 0.974 | 0.974 | 0.968 | 0.969 | 0.969 | 0.968 | 0.968 | 0.969 | 0.969 | 0.969 | 0.969 | 0.969 | 0.966 | 0.967 | 0.967 | 0.966 | 0.966 | 0.968 | 0.971 | 0.971 | 0.968 | 0.968
Ballybane Windfarm Phase 3 | BA3 | GU_402010 | BALLYLICKEY | 110 | 0.951 | 0.96 | 0.96 | 0.951 | 0.951 | 0.954 | 0.961 | 0.961 | 0.954 | 0.954 | 0.958 | 0.964 | 0.964 | 0.958 | 0.958 | 0.958 | 0.965 | 0.965 | 0.958 | 0.958 | 0.957 | 0.964 | 0.964 | 0.957 | 0.957 | 0.958 | 0.968 | 0.968 | 0.958 | 0.958 | 0.957 | 0.96 | 0.96 | 0.957 | 0.957 | 0.974 | 0.976 | 0.976 | 0.974 | 0.974 | 0.968 | 0.969 | 0.969 | 0.968 | 0.968 | 0.969 | 0.969 | 0.969 | 0.969 | 0.969 | 0.966 | 0.967 | 0.967 | 0.966 | 0.966 | 0.968 | 0.971 | 0.971 | 0.968 | 0.968
Ballincollig Hill Generator Unit | BCW | GU_401000 | TRALEE | 110 | 0.97 | 0.974 | 0.974 | 0.97 | 0.97 | 0.972 | 0.974 | 0.974 | 0.972 | 0.972 | 0.974 | 0.977 | 0.977 | 0.974 | 0.974 | 0.974 | 0.977 | 0.977 | 0.974 | 0.974 | 0.974 | 0.976 | 0.976 | 0.974 | 0.974 | 0.975 | 0.978 | 0.978 | 0.975 | 0.975 | 0.972 | 0.972 | 0.972 | 0.972 | 0.972 | 0.98 | 0.98 | 0.98 | 0.98 | 0.98 | 0.977 | 0.976 | 0.976 | 0.977 | 0.977 | 0.978 | 0.977 | 0.977 | 0.978 | 0.978 | 0.978 | 0.977 | 0.977 | 0.978 | 0.978 | 0.979 | 0.98 | 0.98 | 0.979 | 0.979
Bindoo Generator Unit | BD1 | GU_400050 | RATRUSSAN | 110 | 0.994 | 0.998 | 0.998 | 0.994 | 0.994 | 0.996 | 1 | 1 | 0.996 | 0.996 | 0.994 | 0.998 | 0.998 | 0.994 | 0.994 | 0.993 | 0.998 | 0.998 | 0.993 | 0.993 | 0.994 | 0.999 | 0.999 | 0.994 | 0.994 | 0.992 | 0.997 | 0.997 | 0.992 | 0.992 | 0.99 | 0.998 | 0.998 | 0.99 | 0.99 | 0.986 | 0.995 | 0.995 | 0.986 | 0.986 | 0.987 | 0.993 | 0.993 | 0.987 | 0.987 | 0.986 | 0.996 | 0.996 | 0.986 | 0.986 | 0.986 | 0.997 | 0.997 | 0.986 | 0.986 | 0.986 | 0.996 | 0.996 | 0.986 | 0.986
Barranafaddock Windfarm | BF1 | GU_401810 | BARRYMORE | 110 | 0.959 | 0.965 | 0.965 | 0.959 | 0.959 | 0.961 | 0.967 | 0.967 | 0.961 | 0.961 | 0.964 | 0.969 | 0.969 | 0.964 | 0.964 | 0.964 | 0.969 | 0.969 | 0.964 | 0.964 | 0.963 | 0.968 | 0.968 | 0.963 | 0.963 | 0.965 | 0.973 | 0.973 | 0.965 | 0.965 | 0.963 | 0.963 | 0.963 | 0.963 | 0.963 | 0.983 | 0.98 | 0.98 | 0.983 | 0.983 | 0.976 | 0.973 | 0.973 | 0.976 | 0.976 | 0.977 | 0.973 | 0.973 | 0.977 | 0.977 | 0.974 | 0.971 | 0.971 | 0.974 | 0.974 | 0.976 | 0.975 | 0.975 | 0.976 | 0.976
Boggeragh Windfarm Generator Unit | BG1 | GU_400910 | BOGGERAGH | 110 | 0.953 | 0.958 | 0.958 | 0.953 | 0.953 | 0.955 | 0.959 | 0.959 | 0.955 | 0.955 | 0.958 | 0.961 | 0.961 | 0.958 | 0.958 | 0.958 | 0.961 | 0.961 | 0.958 | 0.958 | 0.957 | 0.96 | 0.96 | 0.957 | 0.957 | 0.958 | 0.964 | 0.964 | 0.958 | 0.958 | 0.956 | 0.958 | 0.958 | 0.956 | 0.956 | 0.972 | 0.973 | 0.973 | 0.972 | 0.972 | 0.967 | 0.967 | 0.967 | 0.967 | 0.967 | 0.968 | 0.967 | 0.967 | 0.968 | 0.968 | 0.966 | 0.965 | 0.965 | 0.966 | 0.966 | 0.967 | 0.968 | 0.968 | 0.967 | 0.967
Boggeragh 2 Windfarm | BG2 | GU_401840 | BOGGERAGH | 110 | 0.953 | 0.958 | 0.958 | 0.953 | 0.953 | 0.955 | 0.959 | 0.959 | 0.955 | 0.955 | 0.958 | 0.961 | 0.961 | 0.958 | 0.958 | 0.958 | 0.961 | 0.961 | 0.958 | 0.958 | 0.957 | 0.96 | 0.96 | 0.957 | 0.957 | 0.958 | 0.964 | 0.964 | 0.958 | 0.958 | 0.956 | 0.958 | 0.958 | 0.956 | 0.956 | 0.972 | 0.973 | 0.973 | 0.972 | 0.972 | 0.967 | 0.967 | 0.967 | 0.967 | 0.967 | 0.968 | 0.967 | 0.967 | 0.968 | 0.968 | 0.966 | 0.965 | 0.965 | 0.966 | 0.966 | 0.967 | 0.968 | 0.968 | 0.967 | 0.967
Boolynagleragh Windfarm | BJ1 | GU_403770 | SLIEVECALLAN | 110 | 0.978 | 0.981 | 0.981 | 0.978 | 0.978 | 0.978 | 0.981 | 0.981 | 0.978 | 0.978 | 0.98 | 0.984 | 0.984 | 0.98 | 0.98 | 0.98 | 0.984 | 0.984 | 0.98 | 0.98 | 0.98 | 0.983 | 0.983 | 0.98 | 0.98 | 0.982 | 0.985 | 0.985 | 0.982 | 0.982 | 0.978 | 0.981 | 0.981 | 0.978 | 0.978 | 0.983 | 0.987 | 0.987 | 0.983 | 0.983 | 0.981 | 0.984 | 0.984 | 0.981 | 0.981 | 0.982 | 0.985 | 0.985 | 0.982 | 0.982 | 0.982 | 0.984 | 0.984 | 0.982 | 0.982 | 0.983 | 0.986 | 0.986 | 0.983 | 0.983
Beam Hill Windfarm | BM1 | GU_404560 | TRILLICK | 110 | 0.964 | 0.972 | 0.972 | 0.964 | 0.964 | 0.967 | 0.975 | 0.975 | 0.967 | 0.967 | 0.965 | 0.974 | 0.974 | 0.965 | 0.965 | 0.964 | 0.975 | 0.975 | 0.964 | 0.964 | 0.964 | 0.976 | 0.976 | 0.964 | 0.964 | 0.964 | 0.975 | 0.975 | 0.964 | 0.964 | 0.957 | 0.975 | 0.975 | 0.957 | 0.957 | 0.952 | 0.971 | 0.971 | 0.952 | 0.952 | 0.953 | 0.973 | 0.973 | 0.953 | 0.953 | 0.953 | 0.973 | 0.973 | 0.953 | 0.953 | 0.953 | 0.974 | 0.974 | 0.953 | 0.953 | 0.954 | 0.973 | 0.973 | 0.954 | 0.954
Bawnmore Windfarm | BN1 | GU_401150 | MACROOM | 110 | 0.956 | 0.961 | 0.961 | 0.956 | 0.956 | 0.958 | 0.962 | 0.962 | 0.958 | 0.958 | 0.961 | 0.964 | 0.964 | 0.961 | 0.961 | 0.961 | 0.964 | 0.964 | 0.961 | 0.961 | 0.96 | 0.964 | 0.964 | 0.96 | 0.96 | 0.962 | 0.968 | 0.968 | 0.962 | 0.962 | 0.959 | 0.961 | 0.961 | 0.959 | 0.959 | 0.976 | 0.977 | 0.977 | 0.976 | 0.976 | 0.971 | 0.971 | 0.971 | 0.971 | 0.971 | 0.972 | 0.97 | 0.97 | 0.972 | 0.972 | 0.969 | 0.968 | 0.968 | 0.969 | 0.969 | 0.971 | 0.972 | 0.972 | 0.971 | 0.971
BRUREE HYDRO | BR1 | GU_400670 | CHARLEVILLE | 110 | 0.963 | 0.969 | 0.969 | 0.963 | 0.963 | 0.964 | 0.97 | 0.97 | 0.964 | 0.964 | 0.968 | 0.972 | 0.972 | 0.968 | 0.968 | 0.968 | 0.973 | 0.973 | 0.968 | 0.968 | 0.967 | 0.972 | 0.972 | 0.967 | 0.967 | 0.969 | 0.976 | 0.976 | 0.969 | 0.969 | 0.966 | 0.968 | 0.968 | 0.966 | 0.966 | 0.983 | 0.983 | 0.983 | 0.983 | 0.983 | 0.977 | 0.977 | 0.977 | 0.977 | 0.977 | 0.978 | 0.977 | 0.977 | 0.978 | 0.978 | 0.975 | 0.975 | 0.975 | 0.975 | 0.975 | 0.977 | 0.978 | 0.978 | 0.977 | 0.977
Ballybay Windfarm | BS1 | GU_402140 | THURLES | 110 | 0.975 | 0.98 | 0.98 | 0.975 | 0.975 | 0.976 | 0.981 | 0.981 | 0.976 | 0.976 | 0.977 | 0.983 | 0.983 | 0.977 | 0.977 | 0.977 | 0.983 | 0.983 | 0.977 | 0.977 | 0.977 | 0.982 | 0.982 | 0.977 | 0.977 | 0.979 | 0.985 | 0.985 | 0.979 | 0.979 | 0.976 | 0.973 | 0.973 | 0.976 | 0.976 | 0.982 | 0.976 | 0.976 | 0.982 | 0.982 | 0.98 | 0.972 | 0.972 | 0.98 | 0.98 | 0.982 | 0.975 | 0.975 | 0.982 | 0.982 | 0.981 | 0.975 | 0.975 | 0.981 | 0.981 | 0.981 | 0.978 | 0.978 | 0.981 | 0.981
Booltiagh Windfarm | BT1 | GU_401720 | BOOLTIAGH | 110 | 0.975 | 0.978 | 0.978 | 0.975 | 0.975 | 0.976 | 0.978 | 0.978 | 0.976 | 0.976 | 0.978 | 0.98 | 0.98 | 0.978 | 0.978 | 0.978 | 0.98 | 0.98 | 0.978 | 0.978 | 0.977 | 0.979 | 0.979 | 0.977 | 0.977 | 0.979 | 0.981 | 0.981 | 0.979 | 0.979 | 0.976 | 0.978 | 0.978 | 0.976 | 0.976 | 0.981 | 0.984 | 0.984 | 0.981 | 0.981 | 0.979 | 0.981 | 0.981 | 0.979 | 0.979 | 0.981 | 0.982 | 0.982 | 0.981 | 0.981 | 0.98 | 0.981 | 0.981 | 0.98 | 0.98 | 0.981 | 0.984 | 0.984 | 0.981 | 0.981
Booltiagh 2 Windfarm | BT2 | GU_401730 | BOOLTIAGH | 110 | 0.975 | 0.978 | 0.978 | 0.975 | 0.975 | 0.976 | 0.978 | 0.978 | 0.976 | 0.976 | 0.978 | 0.98 | 0.98 | 0.978 | 0.978 | 0.978 | 0.98 | 0.98 | 0.978 | 0.978 | 0.977 | 0.979 | 0.979 | 0.977 | 0.977 | 0.979 | 0.981 | 0.981 | 0.979 | 0.979 | 0.976 | 0.978 | 0.978 | 0.976 | 0.976 | 0.981 | 0.984 | 0.984 | 0.981 | 0.981 | 0.979 | 0.981 | 0.981 | 0.979 | 0.979 | 0.981 | 0.982 | 0.982 | 0.981 | 0.981 | 0.98 | 0.981 | 0.981 | 0.98 | 0.98 | 0.981 | 0.984 | 0.984 | 0.981 | 0.981
Bruckana Windfarm Limited | BU1 | GU_401700 | LISHEEN | 110 | 0.968 | 0.975 | 0.975 | 0.968 | 0.968 | 0.969 | 0.977 | 0.977 | 0.969 | 0.969 | 0.97 | 0.979 | 0.979 | 0.97 | 0.97 | 0.97 | 0.978 | 0.978 | 0.97 | 0.97 | 0.969 | 0.977 | 0.977 | 0.969 | 0.969 | 0.972 | 0.981 | 0.981 | 0.972 | 0.972 | 0.971 | 0.967 | 0.967 | 0.971 | 0.971 | 0.977 | 0.971 | 0.971 | 0.977 | 0.977 | 0.974 | 0.967 | 0.967 | 0.974 | 0.974 | 0.976 | 0.971 | 0.971 | 0.976 | 0.976 | 0.975 | 0.971 | 0.971 | 0.975 | 0.975 | 0.975 | 0.973 | 0.973 | 0.975 | 0.975
Ballywater Generator Unit | BW1 | GU_405890 | CRANE | 110 | 0.985 | 0.985 | 0.985 | 0.985 | 0.985 | 0.987 | 0.987 | 0.987 | 0.987 | 0.987 | 0.982 | 0.987 | 0.987 | 0.982 | 0.982 | 0.981 | 0.983 | 0.983 | 0.981 | 0.981 | 0.982 | 0.983 | 0.983 | 0.982 | 0.982 | 0.985 | 0.986 | 0.986 | 0.985 | 0.985 | 0.98 | 0.979 | 0.979 | 0.98 | 0.98 | 0.981 | 0.98 | 0.98 | 0.981 | 0.981 | 0.981 | 0.979 | 0.979 | 0.981 | 0.981 | 0.983 | 0.98 | 0.98 | 0.983 | 0.983 | 0.982 | 0.978 | 0.978 | 0.982 | 0.982 | 0.98 | 0.979 | 0.979 | 0.98 | 0.98
Ballymartin Windfarm Phase 1 | BX1 | GU_401710 | WATERFORD | 110 | 0.976 | 0.977 | 0.977 | 0.976 | 0.976 | 0.978 | 0.98 | 0.98 | 0.978 | 0.978 | 0.972 | 0.979 | 0.979 | 0.972 | 0.972 | 0.97 | 0.975 | 0.975 | 0.97 | 0.97 | 0.972 | 0.974 | 0.974 | 0.972 | 0.972 | 0.975 | 0.978 | 0.978 | 0.975 | 0.975 | 0.97 | 0.97 | 0.97 | 0.97 | 0.97 | 0.974 | 0.974 | 0.974 | 0.974 | 0.974 | 0.973 | 0.971 | 0.971 | 0.973 | 0.973 | 0.977 | 0.973 | 0.973 | 0.977 | 0.977 | 0.975 | 0.971 | 0.971 | 0.975 | 0.975 | 0.973 | 0.972 | 0.972 | 0.973 | 0.973
Ballymartin Windfarm Phase 2 | BX2 | GU_401760 | WATERFORD | 110 | 0.976 | 0.977 | 0.977 | 0.976 | 0.976 | 0.978 | 0.98 | 0.98 | 0.978 | 0.978 | 0.972 | 0.979 | 0.979 | 0.972 | 0.972 | 0.97 | 0.975 | 0.975 | 0.97 | 0.97 | 0.972 | 0.974 | 0.974 | 0.972 | 0.972 | 0.975 | 0.978 | 0.978 | 0.975 | 0.975 | 0.97 | 0.97 | 0.97 | 0.97 | 0.97 | 0.974 | 0.974 | 0.974 | 0.974 | 0.974 | 0.973 | 0.971 | 0.971 | 0.973 | 0.973 | 0.977 | 0.973 | 0.973 | 0.977 | 0.977 | 0.975 | 0.971 | 0.971 | 0.975 | 0.975 | 0.973 | 0.972 | 0.972 | 0.973 | 0.973
Ballycadden Windfarm | BY1 | GU_401290 | LODGEWOOD | 110 | 0.985 | 0.984 | 0.984 | 0.985 | 0.985 | 0.987 | 0.986 | 0.986 | 0.987 | 0.987 | 0.981 | 0.986 | 0.986 | 0.981 | 0.981 | 0.98 | 0.982 | 0.982 | 0.98 | 0.98 | 0.981 | 0.982 | 0.982 | 0.981 | 0.981 | 0.984 | 0.985 | 0.985 | 0.984 | 0.984 | 0.98 | 0.979 | 0.979 | 0.98 | 0.98 | 0.981 | 0.98 | 0.98 | 0.981 | 0.981 | 0.98 | 0.979 | 0.979 | 0.98 | 0.98 | 0.983 | 0.979 | 0.979 | 0.983 | 0.983 | 0.982 | 0.978 | 0.978 | 0.982 | 0.982 | 0.98 | 0.978 | 0.978 | 0.98 | 0.98
Ballycadden Windfarm Phase 2 | BY2 | GU_401360 | LODGEWOOD | 110 | 0.985 | 0.984 | 0.984 | 0.985 | 0.985 | 0.987 | 0.986 | 0.986 | 0.987 | 0.987 | 0.981 | 0.986 | 0.986 | 0.981 | 0.981 | 0.98 | 0.982 | 0.982 | 0.98 | 0.98 | 0.981 | 0.982 | 0.982 | 0.981 | 0.981 | 0.984 | 0.985 | 0.985 | 0.984 | 0.984 | 0.98 | 0.979 | 0.979 | 0.98 | 0.98 | 0.981 | 0.98 | 0.98 | 0.981 | 0.981 | 0.98 | 0.979 | 0.979 | 0.98 | 0.98 | 0.983 | 0.979 | 0.979 | 0.983 | 0.983 | 0.982 | 0.978 | 0.978 | 0.982 | 0.982 | 0.98 | 0.978 | 0.978 | 0.98 | 0.98
Cark Windfarm | CAR | GU_403900 | LETTERKENNY | 110 | 0.97 | 0.978 | 0.978 | 0.97 | 0.97 | 0.973 | 0.981 | 0.981 | 0.973 | 0.973 | 0.971 | 0.977 | 0.977 | 0.971 | 0.971 | 0.969 | 0.978 | 0.978 | 0.969 | 0.969 | 0.97 | 0.98 | 0.98 | 0.97 | 0.97 | 0.97 | 0.978 | 0.978 | 0.97 | 0.97 | 0.965 | 0.98 | 0.98 | 0.965 | 0.965 | 0.96 | 0.977 | 0.977 | 0.96 | 0.96 | 0.961 | 0.978 | 0.978 | 0.961 | 0.961 | 0.961 | 0.978 | 0.978 | 0.961 | 0.961 | 0.961 | 0.979 | 0.979 | 0.961 | 0.961 | 0.962 | 0.978 | 0.978 | 0.962 | 0.962
Carraigcannon Windfarm (Gen Unit) | CD1 | GU_401070 | BOGGERAGH | 110 | 0.953 | 0.958 | 0.958 | 0.953 | 0.953 | 0.955 | 0.959 | 0.959 | 0.955 | 0.955 | 0.958 | 0.961 | 0.961 | 0.958 | 0.958 | 0.958 | 0.961 | 0.961 | 0.958 | 0.958 | 0.957 | 0.96 | 0.96 | 0.957 | 0.957 | 0.958 | 0.964 | 0.964 | 0.958 | 0.958 | 0.956 | 0.958 | 0.958 | 0.956 | 0.956 | 0.972 | 0.973 | 0.973 | 0.972 | 0.972 | 0.967 | 0.967 | 0.967 | 0.967 | 0.967 | 0.968 | 0.967 | 0.967 | 0.968 | 0.968 | 0.966 | 0.965 | 0.965 | 0.966 | 0.966 | 0.967 | 0.968 | 0.968 | 0.967 | 0.967
Coomagearlahy Generator Unit | CG1 | GU_404210 | COOMAGEARLAH | 110 | 0.959 | 0.963 | 0.963 | 0.959 | 0.959 | 0.96 | 0.964 | 0.964 | 0.96 | 0.96 | 0.963 | 0.967 | 0.967 | 0.963 | 0.963 | 0.963 | 0.967 | 0.967 | 0.963 | 0.963 | 0.963 | 0.966 | 0.966 | 0.963 | 0.963 | 0.964 | 0.969 | 0.969 | 0.964 | 0.964 | 0.961 | 0.963 | 0.963 | 0.961 | 0.961 | 0.975 | 0.976 | 0.976 | 0.975 | 0.975 | 0.97 | 0.97 | 0.97 | 0.97 | 0.97 | 0.971 | 0.971 | 0.971 | 0.971 | 0.971 | 0.97 | 0.969 | 0.969 | 0.97 | 0.97 | 0.971 | 0.972 | 0.972 | 0.971 | 0.971
SWS Green Energy Gen Unit (Sillahertane) | CG2 | GU_400730 | COOMAGEARLAH | 110 | 0.959 | 0.963 | 0.963 | 0.959 | 0.959 | 0.96 | 0.964 | 0.964 | 0.96 | 0.96 | 0.963 | 0.967 | 0.967 | 0.963 | 0.963 | 0.963 | 0.967 | 0.967 | 0.963 | 0.963 | 0.963 | 0.966 | 0.966 | 0.963 | 0.963 | 0.964 | 0.969 | 0.969 | 0.964 | 0.964 | 0.961 | 0.963 | 0.963 | 0.961 | 0.961 | 0.975 | 0.976 | 0.976 | 0.975 | 0.975 | 0.97 | 0.97 | 0.97 | 0.97 | 0.97 | 0.971 | 0.971 | 0.971 | 0.971 | 0.971 | 0.97 | 0.969 | 0.969 | 0.97 | 0.97 | 0.971 | 0.972 | 0.972 | 0.971 | 0.971
SWS Kilgarvan Ext Inchincoosh | CG3 | GU_400731 | COOMAGEARLAH | 110 | 0.959 | 0.963 | 0.963 | 0.959 | 0.959 | 0.96 | 0.964 | 0.964 | 0.96 | 0.96 | 0.963 | 0.967 | 0.967 | 0.963 | 0.963 | 0.963 | 0.967 | 0.967 | 0.963 | 0.963 | 0.963 | 0.966 | 0.966 | 0.963 | 0.963 | 0.964 | 0.969 | 0.969 | 0.964 | 0.964 | 0.961 | 0.963 | 0.963 | 0.961 | 0.961 | 0.975 | 0.976 | 0.976 | 0.975 | 0.975 | 0.97 | 0.97 | 0.97 | 0.97 | 0.97 | 0.971 | 0.971 | 0.971 | 0.971 | 0.971 | 0.97 | 0.969 | 0.969 | 0.97 | 0.97 | 0.971 | 0.972 | 0.972 | 0.971 | 0.971
Pallas Generator Unit | CJ1 | GU_400660 | CLAHANE | 110 | 0.971 | 0.973 | 0.973 | 0.971 | 0.971 | 0.972 | 0.974 | 0.974 | 0.972 | 0.972 | 0.974 | 0.976 | 0.976 | 0.974 | 0.974 | 0.974 | 0.976 | 0.976 | 0.974 | 0.974 | 0.973 | 0.976 | 0.976 | 0.973 | 0.973 | 0.975 | 0.977 | 0.977 | 0.975 | 0.975 | 0.973 | 0.971 | 0.971 | 0.973 | 0.973 | 0.979 | 0.979 | 0.979 | 0.979 | 0.979 | 0.977 | 0.975 | 0.975 | 0.977 | 0.977 | 0.978 | 0.977 | 0.977 | 0.978 | 0.978 | 0.978 | 0.976 | 0.976 | 0.978 | 0.978 | 0.979 | 0.979 | 0.979 | 0.979 | 0.979
Clahane 2 Windfarm | CJ2 | GU_401980 | CLAHANE | 110 | 0.971 | 0.973 | 0.973 | 0.971 | 0.971 | 0.972 | 0.974 | 0.974 | 0.972 | 0.972 | 0.974 | 0.976 | 0.976 | 0.974 | 0.974 | 0.974 | 0.976 | 0.976 | 0.974 | 0.974 | 0.973 | 0.976 | 0.976 | 0.973 | 0.973 | 0.975 | 0.977 | 0.977 | 0.975 | 0.975 | 0.973 | 0.971 | 0.971 | 0.973 | 0.973 | 0.979 | 0.979 | 0.979 | 0.979 | 0.979 | 0.977 | 0.975 | 0.975 | 0.977 | 0.977 | 0.978 | 0.977 | 0.977 | 0.978 | 0.978 | 0.978 | 0.976 | 0.976 | 0.978 | 0.978 | 0.979 | 0.979 | 0.979 | 0.979 | 0.979
Castledockrell Windfarm (Gen Unit) | CK1 | GU_403390 | LODGEWOOD | 110 | 0.985 | 0.984 | 0.984 | 0.985 | 0.985 | 0.987 | 0.986 | 0.986 | 0.987 | 0.987 | 0.981 | 0.986 | 0.986 | 0.981 | 0.981 | 0.98 | 0.982 | 0.982 | 0.98 | 0.98 | 0.981 | 0.982 | 0.982 | 0.981 | 0.981 | 0.984 | 0.985 | 0.985 | 0.984 | 0.984 | 0.98 | 0.979 | 0.979 | 0.98 | 0.98 | 0.981 | 0.98 | 0.98 | 0.981 | 0.981 | 0.98 | 0.979 | 0.979 | 0.98 | 0.98 | 0.983 | 0.979 | 0.979 | 0.983 | 0.983 | 0.982 | 0.978 | 0.978 | 0.982 | 0.982 | 0.98 | 0.978 | 0.978 | 0.98 | 0.98
Cloghboola Windfarm | CL1 | GU_401830 | CLOGHBOOLA | 110 | 0.973 | 0.974 | 0.974 | 0.973 | 0.973 | 0.974 | 0.974 | 0.974 | 0.974 | 0.974 | 0.975 | 0.976 | 0.976 | 0.975 | 0.975 | 0.975 | 0.976 | 0.976 | 0.975 | 0.975 | 0.975 | 0.976 | 0.976 | 0.975 | 0.975 | 0.976 | 0.977 | 0.977 | 0.976 | 0.976 | 0.974 | 0.974 | 0.974 | 0.974 | 0.974 | 0.98 | 0.981 | 0.981 | 0.98 | 0.98 | 0.978 | 0.978 | 0.978 | 0.978 | 0.978 | 0.98 | 0.979 | 0.979 | 0.98 | 0.98 | 0.979 | 0.979 | 0.979 | 0.979 | 0.979 | 0.98 | 0.981 | 0.981 | 0.98 | 0.98
Carnsore Point Generator Unit | CNS | GU_400470 | WEXFORD | 110 | 0.983 | 0.983 | 0.983 | 0.983 | 0.983 | 0.985 | 0.986 | 0.986 | 0.985 | 0.985 | 0.98 | 0.986 | 0.986 | 0.98 | 0.98 | 0.978 | 0.982 | 0.982 | 0.978 | 0.978 | 0.979 | 0.981 | 0.981 | 0.979 | 0.979 | 0.982 | 0.984 | 0.984 | 0.982 | 0.982 | 0.977 | 0.976 | 0.976 | 0.977 | 0.977 | 0.979 | 0.977 | 0.977 | 0.979 | 0.979 | 0.978 | 0.975 | 0.975 | 0.978 | 0.978 | 0.981 | 0.977 | 0.977 | 0.981 | 0.981 | 0.98 | 0.976 | 0.976 | 0.98 | 0.98 | 0.978 | 0.976 | 0.976 | 0.978 | 0.978
Cappawhite Windfarm | CP1 | GU_402150 | CAUTEEN | 110 | 0.97 | 0.975 | 0.975 | 0.97 | 0.97 | 0.971 | 0.976 | 0.976 | 0.971 | 0.971 | 0.973 | 0.978 | 0.978 | 0.973 | 0.973 | 0.972 | 0.978 | 0.978 | 0.972 | 0.972 | 0.972 | 0.977 | 0.977 | 0.972 | 0.972 | 0.975 | 0.981 | 0.981 | 0.975 | 0.975 | 0.973 | 0.973 | 0.973 | 0.973 | 0.973 | 0.981 | 0.98 | 0.98 | 0.981 | 0.981 | 0.978 | 0.976 | 0.976 | 0.978 | 0.978 | 0.98 | 0.978 | 0.978 | 0.98 | 0.98 | 0.979 | 0.976 | 0.976 | 0.979 | 0.979 | 0.979 | 0.979 | 0.979 | 0.979 | 0.979
Cappawhite B Windfarm | CP3 | GU_402340 | CAUTEEN | 110 | 0.97 | 0.975 | 0.975 | 0.97 | 0.97 | 0.971 | 0.976 | 0.976 | 0.971 | 0.971 | 0.973 | 0.978 | 0.978 | 0.973 | 0.973 | 0.972 | 0.978 | 0.978 | 0.972 | 0.972 | 0.972 | 0.977 | 0.977 | 0.972 | 0.972 | 0.975 | 0.981 | 0.981 | 0.975 | 0.975 | 0.973 | 0.973 | 0.973 | 0.973 | 0.973 | 0.981 | 0.98 | 0.98 | 0.981 | 0.981 | 0.978 | 0.976 | 0.976 | 0.978 | 0.978 | 0.98 | 0.978 | 0.978 | 0.98 | 0.98 | 0.979 | 0.976 | 0.976 | 0.979 | 0.979 | 0.979 | 0.979 | 0.979 | 0.979 | 0.979
Clady Generating Station | CU1 | GU_401190 | BINBANE | 110 | 0.973 | 0.978 | 0.978 | 0.973 | 0.973 | 0.975 | 0.98 | 0.98 | 0.975 | 0.975 | 0.974 | 0.978 | 0.978 | 0.974 | 0.974 | 0.972 | 0.978 | 0.978 | 0.972 | 0.972 | 0.973 | 0.981 | 0.981 | 0.973 | 0.973 | 0.973 | 0.979 | 0.979 | 0.973 | 0.973 | 0.968 | 0.98 | 0.98 | 0.968 | 0.968 | 0.963 | 0.978 | 0.978 | 0.963 | 0.963 | 0.964 | 0.98 | 0.98 | 0.964 | 0.964 | 0.965 | 0.979 | 0.979 | 0.965 | 0.965 | 0.965 | 0.98 | 0.98 | 0.965 | 0.965 | 0.965 | 0.979 | 0.979 | 0.965 | 0.965
Cuillagh Generator Unit | CUH | GU_400030 | LETTERKENNY | 110 | 0.97 | 0.978 | 0.978 | 0.97 | 0.97 | 0.973 | 0.981 | 0.981 | 0.973 | 0.973 | 0.971 | 0.977 | 0.977 | 0.971 | 0.971 | 0.969 | 0.978 | 0.978 | 0.969 | 0.969 | 0.97 | 0.98 | 0.98 | 0.97 | 0.97 | 0.97 | 0.978 | 0.978 | 0.97 | 0.97 | 0.965 | 0.98 | 0.98 | 0.965 | 0.965 | 0.96 | 0.977 | 0.977 | 0.96 | 0.96 | 0.961 | 0.978 | 0.978 | 0.961 | 0.961 | 0.961 | 0.978 | 0.978 | 0.961 | 0.961 | 0.961 | 0.979 | 0.979 | 0.961 | 0.961 | 0.962 | 0.978 | 0.978 | 0.962 | 0.962
Coomacheo Windfarm | CZ1 | GU_400591 | GARROW | 110 | 0.959 | 0.963 | 0.963 | 0.959 | 0.959 | 0.961 | 0.964 | 0.964 | 0.961 | 0.961 | 0.964 | 0.966 | 0.966 | 0.964 | 0.964 | 0.963 | 0.966 | 0.966 | 0.963 | 0.963 | 0.963 | 0.965 | 0.965 | 0.963 | 0.963 | 0.964 | 0.968 | 0.968 | 0.964 | 0.964 | 0.961 | 0.963 | 0.963 | 0.961 | 0.961 | 0.975 | 0.976 | 0.976 | 0.975 | 0.975 | 0.971 | 0.971 | 0.971 | 0.971 | 0.971 | 0.972 | 0.971 | 0.971 | 0.972 | 0.972 | 0.97 | 0.969 | 0.969 | 0.97 | 0.97 | 0.972 | 0.972 | 0.972 | 0.972 | 0.972
Glanaruddery 1 Windfarm | DA1 | GU_404490 | CLOGHBOOLA | 110 | 0.973 | 0.974 | 0.974 | 0.973 | 0.973 | 0.974 | 0.974 | 0.974 | 0.974 | 0.974 | 0.975 | 0.976 | 0.976 | 0.975 | 0.975 | 0.975 | 0.976 | 0.976 | 0.975 | 0.975 | 0.975 | 0.976 | 0.976 | 0.975 | 0.975 | 0.976 | 0.977 | 0.977 | 0.976 | 0.976 | 0.974 | 0.974 | 0.974 | 0.974 | 0.974 | 0.98 | 0.981 | 0.981 | 0.98 | 0.98 | 0.978 | 0.978 | 0.978 | 0.978 | 0.978 | 0.98 | 0.979 | 0.979 | 0.98 | 0.98 | 0.979 | 0.979 | 0.979 | 0.979 | 0.979 | 0.98 | 0.981 | 0.981 | 0.98 | 0.98
Glanaruddery 2 Windfarm | DA2 | GU_404500 | CLOGHBOOLA | 110 | 0.973 | 0.974 | 0.974 | 0.973 | 0.973 | 0.974 | 0.974 | 0.974 | 0.974 | 0.974 | 0.975 | 0.976 | 0.976 | 0.975 | 0.975 | 0.975 | 0.976 | 0.976 | 0.975 | 0.975 | 0.975 | 0.976 | 0.976 | 0.975 | 0.975 | 0.976 | 0.977 | 0.977 | 0.976 | 0.976 | 0.974 | 0.974 | 0.974 | 0.974 | 0.974 | 0.98 | 0.981 | 0.981 | 0.98 | 0.98 | 0.978 | 0.978 | 0.978 | 0.978 | 0.978 | 0.98 | 0.979 | 0.979 | 0.98 | 0.98 | 0.979 | 0.979 | 0.979 | 0.979 | 0.979 | 0.98 | 0.981 | 0.981 | 0.98 | 0.98
Dublin Bay Generator Unit | DB1 | GU_400500 | IRISHTOWN | 220 | 1.005 | 1.003 | 1.003 | 1.005 | 1.005 | 1.005 | 1.002 | 1.002 | 1.005 | 1.005 | 1.006 | 1.004 | 1.004 | 1.006 | 1.006 | 1.006 | 1.003 | 1.003 | 1.006 | 1.006 | 1.005 | 1.002 | 1.002 | 1.005 | 1.005 | 1.008 | 1.004 | 1.004 | 1.008 | 1.008 | 1.008 | 1.005 | 1.005 | 1.008 | 1.008 | 1.007 | 1.005 | 1.005 | 1.007 | 1.007 | 1.007 | 1.005 | 1.005 | 1.007 | 1.007 | 1.006 | 1.003 | 1.003 | 1.006 | 1.006 | 1.005 | 1.002 | 1.002 | 1.005 | 1.005 | 1.006 | 1.002 | 1.002 | 1.006 | 1.006
Huntstown TEG1 | DG1 | GU_405860 | DUNSOGHLY | 110 | 1.012 | 1.008 | 1.008 | 1.012 | 1.012 | 1.01 | 1.005 | 1.005 | 1.01 | 1.01 | 1.009 | 1.006 | 1.006 | 1.009 | 1.009 | 1.013 | 1.008 | 1.008 | 1.013 | 1.013 | 1.013 | 1.007 | 1.007 | 1.013 | 1.013 | 1.01 | 1.005 | 1.005 | 1.01 | 1.01 | 1.013 | 1.008 | 1.008 | 1.013 | 1.013 | 1.009 | 1.005 | 1.005 | 1.009 | 1.009 | 1.01 | 1.004 | 1.004 | 1.01 | 1.01 | 1.009 | 1.005 | 1.005 | 1.009 | 1.009 | 1.01 | 1.005 | 1.005 | 1.01 | 1.01 | 1.011 | 1.006 | 1.006 | 1.011 | 1.011
Cordal 1 Windfarm | DL1 | GU_402110 | CORDAL | 110 | 0.963 | 0.966 | 0.966 | 0.963 | 0.963 | 0.964 | 0.966 | 0.966 | 0.964 | 0.964 | 0.966 | 0.969 | 0.969 | 0.966 | 0.966 | 0.966 | 0.968 | 0.968 | 0.966 | 0.966 | 0.966 | 0.968 | 0.968 | 0.966 | 0.966 | 0.967 | 0.971 | 0.971 | 0.967 | 0.967 | 0.965 | 0.966 | 0.966 | 0.965 | 0.965 | 0.976 | 0.977 | 0.977 | 0.976 | 0.976 | 0.973 | 0.973 | 0.973 | 0.973 | 0.973 | 0.974 | 0.973 | 0.973 | 0.974 | 0.974 | 0.972 | 0.972 | 0.972 | 0.972 | 0.972 | 0.974 | 0.974 | 0.974 | 0.974 | 0.974
Cordal 2 Windfarm | DL2 | GU_402130 | CORDAL | 110 | 0.963 | 0.966 | 0.966 | 0.963 | 0.963 | 0.964 | 0.966 | 0.966 | 0.964 | 0.964 | 0.966 | 0.969 | 0.969 | 0.966 | 0.966 | 0.966 | 0.968 | 0.968 | 0.966 | 0.966 | 0.966 | 0.968 | 0.968 | 0.966 | 0.966 | 0.967 | 0.971 | 0.971 | 0.967 | 0.967 | 0.965 | 0.966 | 0.966 | 0.965 | 0.965 | 0.976 | 0.977 | 0.977 | 0.976 | 0.976 | 0.973 | 0.973 | 0.973 | 0.973 | 0.973 | 0.974 | 0.973 | 0.973 | 0.974 | 0.974 | 0.972 | 0.972 | 0.972 | 0.972 | 0.972 | 0.974 | 0.974 | 0.974 | 0.974 | 0.974
Derrinlough Windfarm | DN1 | GU_406620 | STONESTOWN | 110 | 0.989 | 0.994 | 0.994 | 0.989 | 0.989 | 0.99 | 0.994 | 0.994 | 0.99 | 0.99 | 0.99 | 0.993 | 0.993 | 0.99 | 0.99 | 0.991 | 0.992 | 0.992 | 0.991 | 0.991 | 0.99 | 0.993 | 0.993 | 0.99 | 0.99 | 0.991 | 0.994 | 0.994 | 0.991 | 0.991 | 0.989 | 0.99 | 0.99 | 0.989 | 0.989 | 0.988 | 0.99 | 0.99 | 0.988 | 0.988 | 0.989 | 0.991 | 0.991 | 0.989 | 0.989 | 0.993 | 0.995 | 0.995 | 0.993 | 0.993 | 0.995 | 0.996 | 0.996 | 0.995 | 0.995 | 0.99 | 0.992 | 0.992 | 0.99 | 0.99
Dromada Windfarm | DR1 | GU_400920 | DROMADA | 110 | 0.975 | 0.976 | 0.976 | 0.975 | 0.975 | 0.975 | 0.976 | 0.976 | 0.975 | 0.975 | 0.977 | 0.978 | 0.978 | 0.977 | 0.977 | 0.977 | 0.977 | 0.977 | 0.977 | 0.977 | 0.977 | 0.977 | 0.977 | 0.977 | 0.977 | 0.978 | 0.979 | 0.979 | 0.978 | 0.978 | 0.976 | 0.976 | 0.976 | 0.976 | 0.976 | 0.982 | 0.982 | 0.982 | 0.982 | 0.982 | 0.98 | 0.98 | 0.98 | 0.98 | 0.98 | 0.981 | 0.981 | 0.981 | 0.981 | 0.981 | 0.981 | 0.98 | 0.98 | 0.981 | 0.981 | 0.982 | 0.982 | 0.982 | 0.982 | 0.982
Derrysallagh Windfarm | DS1 | GU_403820 | GARVAGH | 110 | 0.981 | 0.986 | 0.986 | 0.981 | 0.981 | 0.983 | 0.987 | 0.987 | 0.983 | 0.983 | 0.982 | 0.987 | 0.987 | 0.982 | 0.982 | 0.981 | 0.987 | 0.987 | 0.981 | 0.981 | 0.981 | 0.987 | 0.987 | 0.981 | 0.981 | 0.981 | 0.987 | 0.987 | 0.981 | 0.981 | 0.978 | 0.986 | 0.986 | 0.978 | 0.978 | 0.976 | 0.986 | 0.986 | 0.976 | 0.976 | 0.977 | 0.985 | 0.985 | 0.977 | 0.977 | 0.976 | 0.987 | 0.987 | 0.976 | 0.976 | 0.976 | 0.987 | 0.987 | 0.976 | 0.976 | 0.977 | 0.987 | 0.987 | 0.977 | 0.977
Dromdeeveen Windfarm | DV1 | GU_401240 | GLENLARA | 110 | 0.962 | 0.969 | 0.969 | 0.962 | 0.962 | 0.964 | 0.97 | 0.97 | 0.964 | 0.964 | 0.968 | 0.973 | 0.973 | 0.968 | 0.968 | 0.967 | 0.974 | 0.974 | 0.967 | 0.967 | 0.967 | 0.973 | 0.973 | 0.967 | 0.967 | 0.969 | 0.977 | 0.977 | 0.969 | 0.969 | 0.967 | 0.968 | 0.968 | 0.967 | 0.967 | 0.983 | 0.984 | 0.984 | 0.983 | 0.983 | 0.978 | 0.977 | 0.977 | 0.978 | 0.978 | 0.979 | 0.977 | 0.977 | 0.979 | 0.979 | 0.976 | 0.975 | 0.975 | 0.976 | 0.976 | 0.978 | 0.979 | 0.979 | 0.978 | 0.978
Dublin Waste to Energy | DW1 | GU_402030 | RINGSEND | 110 | 1.007 | 1.004 | 1.004 | 1.007 | 1.007 | 1.006 | 1.003 | 1.003 | 1.006 | 1.006 | 1.007 | 1.005 | 1.005 | 1.007 | 1.007 | 1.007 | 1.005 | 1.005 | 1.007 | 1.007 | 1.007 | 1.004 | 1.004 | 1.007 | 1.007 | 1.008 | 1.005 | 1.005 | 1.008 | 1.008 | 1.009 | 1.006 | 1.006 | 1.009 | 1.009 | 1.008 | 1.005 | 1.005 | 1.008 | 1.008 | 1.008 | 1.005 | 1.005 | 1.008 | 1.008 | 1.007 | 1.004 | 1.004 | 1.007 | 1.007 | 1.006 | 1.003 | 1.003 | 1.006 | 1.006 | 1.007 | 1.004 | 1.004 | 1.007 | 1.007
Derrybrien Windfarm | DY1 | GU_401440 | DERRYBRIEN | 110 | 0.977 | 0.98 | 0.98 | 0.977 | 0.977 | 0.977 | 0.98 | 0.98 | 0.977 | 0.977 | 0.979 | 0.983 | 0.983 | 0.979 | 0.979 | 0.979 | 0.983 | 0.983 | 0.979 | 0.979 | 0.978 | 0.982 | 0.982 | 0.978 | 0.978 | 0.98 | 0.984 | 0.984 | 0.98 | 0.98 | 0.977 | 0.978 | 0.978 | 0.977 | 0.977 | 0.982 | 0.982 | 0.982 | 0.982 | 0.982 | 0.98 | 0.979 | 0.979 | 0.98 | 0.98 | 0.981 | 0.982 | 0.982 | 0.981 | 0.981 | 0.981 | 0.981 | 0.981 | 0.981 | 0.981 | 0.981 | 0.982 | 0.982 | 0.981 | 0.981
Edenderry Power Supply | ED1 | GU_401860 | CUSHALING | 110 | 0.985 | 0.99 | 0.99 | 0.985 | 0.985 | 0.969 | 0.975 | 0.975 | 0.969 | 0.969 | 0.975 | 0.981 | 0.981 | 0.975 | 0.975 | 0.971 | 0.978 | 0.978 | 0.971 | 0.971 | 0.97 | 0.976 | 0.976 | 0.97 | 0.97 | 0.971 | 0.977 | 0.977 | 0.971 | 0.971 | 0.97 | 0.975 | 0.975 | 0.97 | 0.97 | 0.97 | 0.973 | 0.973 | 0.97 | 0.97 | 0.97 | 0.973 | 0.973 | 0.97 | 0.97 | 0.987 | 0.991 | 0.991 | 0.987 | 0.987 | 0.99 | 0.99 | 0.99 | 0.99 | 0.99 | 0.97 | 0.974 | 0.974 | 0.97 | 0.97
Cushaling Power PPMG1 | ED3 | GU_401010 | CUSHALING | 110 | 0.985 | 0.99 | 0.99 | 0.985 | 0.985 | 0.969 | 0.975 | 0.975 | 0.969 | 0.969 | 0.975 | 0.981 | 0.981 | 0.975 | 0.975 | 0.971 | 0.978 | 0.978 | 0.971 | 0.971 | 0.97 | 0.976 | 0.976 | 0.97 | 0.97 | 0.971 | 0.977 | 0.977 | 0.971 | 0.971 | 0.97 | 0.975 | 0.975 | 0.97 | 0.97 | 0.97 | 0.973 | 0.973 | 0.97 | 0.97 | 0.97 | 0.973 | 0.973 | 0.97 | 0.97 | 0.987 | 0.991 | 0.991 | 0.987 | 0.987 | 0.99 | 0.99 | 0.99 | 0.99 | 0.99 | 0.97 | 0.974 | 0.974 | 0.97 | 0.97
Cushaling Power PPMG2 | ED5 | GU_401011 | CUSHALING | 110 | 0.985 | 0.99 | 0.99 | 0.985 | 0.985 | 0.969 | 0.975 | 0.975 | 0.969 | 0.969 | 0.975 | 0.981 | 0.981 | 0.975 | 0.975 | 0.971 | 0.978 | 0.978 | 0.971 | 0.971 | 0.97 | 0.976 | 0.976 | 0.97 | 0.97 | 0.971 | 0.977 | 0.977 | 0.971 | 0.971 | 0.97 | 0.975 | 0.975 | 0.97 | 0.97 | 0.97 | 0.973 | 0.973 | 0.97 | 0.97 | 0.97 | 0.973 | 0.973 | 0.97 | 0.97 | 0.987 | 0.991 | 0.991 | 0.987 | 0.987 | 0.99 | 0.99 | 0.99 | 0.99 | 0.99 | 0.97 | 0.974 | 0.974 | 0.97 | 0.97
Erne 1 Generator Unit | ER1 | GU_400210 | CLIFF | 110 | 0.975 | 0.978 | 0.978 | 0.975 | 0.975 | 0.977 | 0.979 | 0.979 | 0.977 | 0.977 | 0.975 | 0.978 | 0.978 | 0.975 | 0.975 | 0.973 | 0.977 | 0.977 | 0.973 | 0.973 | 0.974 | 0.98 | 0.98 | 0.974 | 0.974 | 0.975 | 0.979 | 0.979 | 0.975 | 0.975 | 0.971 | 0.981 | 0.981 | 0.971 | 0.971 | 0.966 | 0.98 | 0.98 | 0.966 | 0.966 | 0.968 | 0.981 | 0.981 | 0.968 | 0.968 | 0.968 | 0.981 | 0.981 | 0.968 | 0.968 | 0.968 | 0.981 | 0.981 | 0.968 | 0.968 | 0.969 | 0.98 | 0.98 | 0.969 | 0.969
Erne 2 Generator Unit | ER2 | GU_400211 | CLIFF | 110 | 0.975 | 0.978 | 0.978 | 0.975 | 0.975 | 0.977 | 0.979 | 0.979 | 0.977 | 0.977 | 0.975 | 0.978 | 0.978 | 0.975 | 0.975 | 0.973 | 0.977 | 0.977 | 0.973 | 0.973 | 0.974 | 0.98 | 0.98 | 0.974 | 0.974 | 0.975 | 0.979 | 0.979 | 0.975 | 0.975 | 0.971 | 0.981 | 0.981 | 0.971 | 0.971 | 0.966 | 0.98 | 0.98 | 0.966 | 0.966 | 0.968 | 0.981 | 0.981 | 0.968 | 0.968 | 0.968 | 0.981 | 0.981 | 0.968 | 0.968 | 0.968 | 0.981 | 0.981 | 0.968 | 0.968 | 0.969 | 0.98 | 0.98 | 0.969 | 0.969
Erne 3 Generator Unit | ER3 | GU_400220 | CATH_FALL | 110 | 0.975 | 0.979 | 0.979 | 0.975 | 0.975 | 0.977 | 0.98 | 0.98 | 0.977 | 0.977 | 0.975 | 0.978 | 0.978 | 0.975 | 0.975 | 0.973 | 0.978 | 0.978 | 0.973 | 0.973 | 0.975 | 0.981 | 0.981 | 0.975 | 0.975 | 0.975 | 0.98 | 0.98 | 0.975 | 0.975 | 0.971 | 0.981 | 0.981 | 0.971 | 0.971 | 0.966 | 0.98 | 0.98 | 0.966 | 0.966 | 0.968 | 0.982 | 0.982 | 0.968 | 0.968 | 0.968 | 0.981 | 0.981 | 0.968 | 0.968 | 0.968 | 0.981 | 0.981 | 0.968 | 0.968 | 0.969 | 0.98 | 0.98 | 0.969 | 0.969
Erne 4 Generator Unit | ER4 | GU_400221 | CATH_FALL | 110 | 0.975 | 0.979 | 0.979 | 0.975 | 0.975 | 0.977 | 0.98 | 0.98 | 0.977 | 0.977 | 0.975 | 0.978 | 0.978 | 0.975 | 0.975 | 0.973 | 0.978 | 0.978 | 0.973 | 0.973 | 0.975 | 0.981 | 0.981 | 0.975 | 0.975 | 0.975 | 0.98 | 0.98 | 0.975 | 0.975 | 0.971 | 0.981 | 0.981 | 0.971 | 0.971 | 0.966 | 0.98 | 0.98 | 0.966 | 0.966 | 0.968 | 0.982 | 0.982 | 0.968 | 0.968 | 0.968 | 0.981 | 0.981 | 0.968 | 0.968 | 0.968 | 0.981 | 0.981 | 0.968 | 0.968 | 0.969 | 0.98 | 0.98 | 0.969 | 0.969
Esk Windfarm | ES1 | GU_404340 | BOGGERAGH | 110 | 0.953 | 0.958 | 0.958 | 0.953 | 0.953 | 0.955 | 0.959 | 0.959 | 0.955 | 0.955 | 0.958 | 0.961 | 0.961 | 0.958 | 0.958 | 0.958 | 0.961 | 0.961 | 0.958 | 0.958 | 0.957 | 0.96 | 0.96 | 0.957 | 0.957 | 0.958 | 0.964 | 0.964 | 0.958 | 0.958 | 0.956 | 0.958 | 0.958 | 0.956 | 0.956 | 0.972 | 0.973 | 0.973 | 0.972 | 0.972 | 0.967 | 0.967 | 0.967 | 0.967 | 0.967 | 0.968 | 0.967 | 0.967 | 0.968 | 0.968 | 0.966 | 0.965 | 0.965 | 0.966 | 0.966 | 0.967 | 0.968 | 0.968 | 0.967 | 0.967
EWIC | EW1 | I_ROIEWIC | EWIC | 400 | 0.953 | 0.953 | 0.953 | 0.953 | 0.953 | 0.953 | 0.953 | 0.953 | 0.953 | 0.953 | 0.953 | 0.953 | 0.953 | 0.953 | 0.953 | 0.953 | 0.953 | 0.953 | 0.953 | 0.953 | 0.953 | 0.953 | 0.953 | 0.953 | 0.953 | 0.953 | 0.953 | 0.953 | 0.953 | 0.953 | 0.953 | 0.953 | 0.953 | 0.953 | 0.953 | 0.953 | 0.953 | 0.953 | 0.953 | 0.953 | 0.953 | 0.953 | 0.953 | 0.953 | 0.953 | 0.953 | 0.953 | 0.953 | 0.953 | 0.953 | 0.953 | 0.953 | 0.953 | 0.953 | 0.953 | 0.953 | 0.953 | 0.953 | 0.953 | 0.953
Corduff Flexgen | FG2 | GU_403680 | CORDUFF | 110 | 1.012 | 1.008 | 1.008 | 1.012 | 1.012 | 1.01 | 1.005 | 1.005 | 1.01 | 1.01 | 1.009 | 1.005 | 1.005 | 1.009 | 1.009 | 1.013 | 1.008 | 1.008 | 1.013 | 1.013 | 1.013 | 1.007 | 1.007 | 1.013 | 1.013 | 1.01 | 1.005 | 1.005 | 1.01 | 1.01 | 1.012 | 1.007 | 1.007 | 1.012 | 1.012 | 1.009 | 1.004 | 1.004 | 1.009 | 1.009 | 1.01 | 1.004 | 1.004 | 1.01 | 1.01 | 1.009 | 1.005 | 1.005 | 1.009 | 1.009 | 1.01 | 1.005 | 1.005 | 1.01 | 1.01 | 1.011 | 1.006 | 1.006 | 1.011 | 1.011
Gartnaneane Generator Unit | GA2 | GU_400041 | MEATH HILL | 110 | 1.002 | 1.003 | 1.003 | 1.002 | 1.002 | 1.003 | 1.005 | 1.005 | 1.003 | 1.003 | 1.001 | 1.003 | 1.003 | 1.001 | 1.001 | 1 | 1.003 | 1.003 | 1 | 1 | 1.001 | 1.004 | 1.004 | 1.001 | 1.001 | 0.999 | 1.001 | 1.001 | 0.999 | 0.999 | 0.998 | 1.003 | 1.003 | 0.998 | 0.998 | 0.993 | 0.999 | 0.999 | 0.993 | 0.993 | 0.994 | 0.998 | 0.998 | 0.994 | 0.994 | 0.993 | 1 | 1 | 0.993 | 0.993 | 0.994 | 1.001 | 1.001 | 0.994 | 0.994 | 0.993 | 1.001 | 1.001 | 0.993 | 0.993
Grousemount Windfarm | GD1 | GU_403790 | COOMATAGGART | 110 | 0.957 | 0.961 | 0.961 | 0.957 | 0.957 | 0.958 | 0.961 | 0.961 | 0.958 | 0.958 | 0.961 | 0.963 | 0.963 | 0.961 | 0.961 | 0.961 | 0.963 | 0.963 | 0.961 | 0.961 | 0.96 | 0.963 | 0.963 | 0.96 | 0.96 | 0.961 | 0.966 | 0.966 | 0.961 | 0.961 | 0.959 | 0.96 | 0.96 | 0.959 | 0.959 | 0.973 | 0.974 | 0.974 | 0.973 | 0.973 | 0.968 | 0.968 | 0.968 | 0.968 | 0.968 | 0.969 | 0.969 | 0.969 | 0.969 | 0.969 | 0.967 | 0.967 | 0.967 | 0.967 | 0.967 | 0.969 | 0.97 | 0.97 | 0.969 | 0.969
Gortahile Windfarm Ltd Generator Unit | GE1 | GU_401060 | CARLOW | 110 | 0.991 | 0.991 | 0.991 | 0.991 | 0.991 | 0.992 | 0.991 | 0.991 | 0.992 | 0.992 | 0.989 | 0.991 | 0.991 | 0.989 | 0.989 | 0.988 | 0.989 | 0.989 | 0.988 | 0.988 | 0.988 | 0.988 | 0.988 | 0.988 | 0.988 | 0.991 | 0.992 | 0.992 | 0.991 | 0.991 | 0.986 | 0.986 | 0.986 | 0.986 | 0.986 | 0.986 | 0.988 | 0.988 | 0.986 | 0.986 | 0.986 | 0.986 | 0.986 | 0.986 | 0.986 | 0.989 | 0.987 | 0.987 | 0.989 | 0.989 | 0.988 | 0.986 | 0.986 | 0.988 | 0.988 | 0.986 | 0.986 | 0.986 | 0.986 | 0.986
Gorman BESS | GF1 | GU_404260 | GORMAN | 110 | 1.004 | 1.003 | 1.003 | 1.004 | 1.004 | 1.005 | 1.005 | 1.005 | 1.005 | 1.005 | 1.003 | 1.003 | 1.003 | 1.003 | 1.003 | 1.003 | 1.004 | 1.004 | 1.003 | 1.003 | 1.003 | 1.004 | 1.004 | 1.003 | 1.003 | 1.002 | 1.002 | 1.002 | 1.002 | 1.002 | 1.001 | 1.004 | 1.004 | 1.001 | 1.001 | 0.997 | 1 | 1 | 0.997 | 0.997 | 0.998 | 1 | 1 | 0.998 | 0.998 | 0.997 | 1.001 | 1.001 | 0.997 | 0.997 | 0.998 | 1.002 | 1.002 | 0.998 | 0.998 | 0.998 | 1.001 | 1.001 | 0.998 | 0.998
Garvagh Glebe Generator Unit | GH1 | GU_400950 | GARVAGH | 110 | 0.981 | 0.986 | 0.986 | 0.981 | 0.981 | 0.983 | 0.987 | 0.987 | 0.983 | 0.983 | 0.982 | 0.987 | 0.987 | 0.982 | 0.982 | 0.981 | 0.987 | 0.987 | 0.981 | 0.981 | 0.981 | 0.987 | 0.987 | 0.981 | 0.981 | 0.981 | 0.987 | 0.987 | 0.981 | 0.981 | 0.978 | 0.986 | 0.986 | 0.978 | 0.978 | 0.976 | 0.986 | 0.986 | 0.976 | 0.976 | 0.977 | 0.985 | 0.985 | 0.977 | 0.977 | 0.976 | 0.987 | 0.987 | 0.976 | 0.976 | 0.976 | 0.987 | 0.987 | 0.976 | 0.976 | 0.977 | 0.987 | 0.987 | 0.977 | 0.977
Tullynahaw Generator Unit | GH2 | GU_400940 | GARVAGH | 110 | 0.981 | 0.986 | 0.986 | 0.981 | 0.981 | 0.983 | 0.987 | 0.987 | 0.983 | 0.983 | 0.982 | 0.987 | 0.987 | 0.982 | 0.982 | 0.981 | 0.987 | 0.987 | 0.981 | 0.981 | 0.981 | 0.987 | 0.987 | 0.981 | 0.981 | 0.981 | 0.987 | 0.987 | 0.981 | 0.981 | 0.978 | 0.986 | 0.986 | 0.978 | 0.978 | 0.976 | 0.986 | 0.986 | 0.976 | 0.976 | 0.977 | 0.985 | 0.985 | 0.977 | 0.977 | 0.976 | 0.987 | 0.987 | 0.976 | 0.976 | 0.976 | 0.987 | 0.987 | 0.976 | 0.976 | 0.977 | 0.987 | 0.987 | 0.977 | 0.977
Great Island CCGT | GI4 | GU_400762 | GREAT ISLAND | 220 | 0.977 | 0.977 | 0.977 | 0.977 | 0.977 | 0.979 | 0.98 | 0.98 | 0.979 | 0.979 | 0.972 | 0.979 | 0.979 | 0.972 | 0.972 | 0.97 | 0.974 | 0.974 | 0.97 | 0.97 | 0.972 | 0.974 | 0.974 | 0.972 | 0.972 | 0.975 | 0.978 | 0.978 | 0.975 | 0.975 | 0.97 | 0.97 | 0.97 | 0.97 | 0.97 | 0.973 | 0.973 | 0.973 | 0.973 | 0.973 | 0.972 | 0.971 | 0.971 | 0.972 | 0.972 | 0.976 | 0.972 | 0.972 | 0.976 | 0.976 | 0.974 | 0.971 | 0.971 | 0.974 | 0.974 | 0.972 | 0.971 | 0.971 | 0.972 | 0.972
Bunnyconnellan Windfarm | GJ1 | GU_403880 | GLENREE | 110 | 0.955 | 0.964 | 0.964 | 0.955 | 0.955 | 0.958 | 0.967 | 0.967 | 0.958 | 0.958 | 0.958 | 0.968 | 0.968 | 0.958 | 0.958 | 0.959 | 0.969 | 0.969 | 0.959 | 0.959 | 0.958 | 0.969 | 0.969 | 0.958 | 0.958 | 0.959 | 0.968 | 0.968 | 0.959 | 0.959 | 0.955 | 0.964 | 0.964 | 0.955 | 0.955 | 0.954 | 0.965 | 0.965 | 0.954 | 0.954 | 0.954 | 0.964 | 0.964 | 0.954 | 0.954 | 0.953 | 0.964 | 0.964 | 0.953 | 0.953 | 0.953 | 0.964 | 0.964 | 0.953 | 0.953 | 0.955 | 0.966 | 0.966 | 0.955 | 0.955
Midas Generator Unit | GLC | GU_400060 | GLANLEE | 110 | 0.959 | 0.963 | 0.963 | 0.959 | 0.959 | 0.961 | 0.964 | 0.964 | 0.961 | 0.961 | 0.964 | 0.967 | 0.967 | 0.964 | 0.964 | 0.963 | 0.967 | 0.967 | 0.963 | 0.963 | 0.963 | 0.966 | 0.966 | 0.963 | 0.963 | 0.964 | 0.969 | 0.969 | 0.964 | 0.964 | 0.962 | 0.963 | 0.963 | 0.962 | 0.962 | 0.975 | 0.976 | 0.976 | 0.975 | 0.975 | 0.97 | 0.97 | 0.97 | 0.97 | 0.97 | 0.972 | 0.971 | 0.971 | 0.972 | 0.972 | 0.97 | 0.969 | 0.969 | 0.97 | 0.97 | 0.971 | 0.973 | 0.973 | 0.971 | 0.971
Greenlink | GLK | I_ROIGRLK | LOUGHTOWN | 150 | 0.977 | 0.977 | 0.977 | 0.977 | 0.977 | 0.977 | 0.977 | 0.977 | 0.977 | 0.977 | 0.977 | 0.977 | 0.977 | 0.977 | 0.977 | 0.977 | 0.977 | 0.977 | 0.977 | 0.977 | 0.977 | 0.977 | 0.977 | 0.977 | 0.977 | 0.977 | 0.977 | 0.977 | 0.977 | 0.977 | 0.977 | 0.977 | 0.977 | 0.977 | 0.977 | 0.977 | 0.977 | 0.977 | 0.977 | 0.977 | 0.977 | 0.977 | 0.977 | 0.977 | 0.977 | 0.977 | 0.977 | 0.977 | 0.977 | 0.977 | 0.977 | 0.977 | 0.977 | 0.977 | 0.977 | 0.977 | 0.977 | 0.977 | 0.977 | 0.977
Garracummer Windfarm Ltd | GM1 | GU_401740 | CAUTEEN | 110 | 0.97 | 0.975 | 0.975 | 0.97 | 0.97 | 0.971 | 0.976 | 0.976 | 0.971 | 0.971 | 0.973 | 0.978 | 0.978 | 0.973 | 0.973 | 0.972 | 0.978 | 0.978 | 0.972 | 0.972 | 0.972 | 0.977 | 0.977 | 0.972 | 0.972 | 0.975 | 0.981 | 0.981 | 0.975 | 0.975 | 0.973 | 0.973 | 0.973 | 0.973 | 0.973 | 0.981 | 0.98 | 0.98 | 0.981 | 0.981 | 0.978 | 0.976 | 0.976 | 0.978 | 0.978 | 0.98 | 0.978 | 0.978 | 0.98 | 0.98 | 0.979 | 0.976 | 0.976 | 0.979 | 0.979 | 0.979 | 0.979 | 0.979 | 0.979 | 0.979
Barnesmore (Golagh) Windfarm | GO1 | GU_404450 | GOLAGH | 110 | 0.97 | 0.974 | 0.974 | 0.97 | 0.97 | 0.972 | 0.976 | 0.976 | 0.972 | 0.972 | 0.97 | 0.974 | 0.974 | 0.97 | 0.97 | 0.968 | 0.974 | 0.974 | 0.968 | 0.968 | 0.969 | 0.976 | 0.976 | 0.969 | 0.969 | 0.97 | 0.975 | 0.975 | 0.97 | 0.97 | 0.965 | 0.977 | 0.977 | 0.965 | 0.965 | 0.96 | 0.974 | 0.974 | 0.96 | 0.96 | 0.962 | 0.976 | 0.976 | 0.962 | 0.962 | 0.962 | 0.976 | 0.976 | 0.962 | 0.962 | 0.962 | 0.976 | 0.976 | 0.962 | 0.962 | 0.963 | 0.975 | 0.975 | 0.963 | 0.963
Golagh BESS | GO2 | GU_404270 | GOLAGH | 110 | 0.97 | 0.974 | 0.974 | 0.97 | 0.97 | 0.972 | 0.976 | 0.976 | 0.972 | 0.972 | 0.97 | 0.974 | 0.974 | 0.97 | 0.97 | 0.968 | 0.974 | 0.974 | 0.968 | 0.968 | 0.969 | 0.976 | 0.976 | 0.969 | 0.969 | 0.97 | 0.975 | 0.975 | 0.97 | 0.97 | 0.965 | 0.977 | 0.977 | 0.965 | 0.965 | 0.96 | 0.974 | 0.974 | 0.96 | 0.96 | 0.962 | 0.976 | 0.976 | 0.962 | 0.962 | 0.962 | 0.976 | 0.976 | 0.962 | 0.962 | 0.962 | 0.976 | 0.976 | 0.962 | 0.962 | 0.963 | 0.975 | 0.975 | 0.963 | 0.963
Gardnershill Battery | GP1 | GU_404510 | FINGLAS | 220 | 1.007 | 1.004 | 1.004 | 1.007 | 1.007 | 1.005 | 1.001 | 1.001 | 1.005 | 1.005 | 1.005 | 1.002 | 1.002 | 1.005 | 1.005 | 1.008 | 1.004 | 1.004 | 1.008 | 1.008 | 1.008 | 1.003 | 1.003 | 1.008 | 1.008 | 1.006 | 1.003 | 1.003 | 1.006 | 1.006 | 1.008 | 1.005 | 1.005 | 1.008 | 1.008 | 1.005 | 1.002 | 1.002 | 1.005 | 1.005 | 1.005 | 1.002 | 1.002 | 1.005 | 1.005 | 1.005 | 1.002 | 1.002 | 1.005 | 1.005 | 1.005 | 1.002 | 1.002 | 1.005 | 1.005 | 1.006 | 1.002 | 1.002 | 1.006 | 1.006
Grove Hill Windfarm | GR1 | GU_401890 | DUNDALK | 110 | 1.004 | 1.005 | 1.005 | 1.004 | 1.004 | 1.005 | 1.008 | 1.008 | 1.005 | 1.005 | 1.001 | 1.004 | 1.004 | 1.001 | 1.001 | 1 | 1.004 | 1.004 | 1 | 1 | 1.001 | 1.005 | 1.005 | 1.001 | 1.001 | 0.999 | 1.002 | 1.002 | 0.999 | 0.999 | 0.998 | 1.005 | 1.005 | 0.998 | 0.998 | 0.992 | 1 | 1 | 0.992 | 0.992 | 0.994 | 0.998 | 0.998 | 0.994 | 0.994 | 0.993 | 1.002 | 1.002 | 0.993 | 0.993 | 0.993 | 1.003 | 1.003 | 0.993 | 0.993 | 0.993 | 1.002 | 1.002 | 0.993 | 0.993
Gibbet Hill Windfarm | GT1 | GU_401340 | LODGEWOOD | 110 | 0.985 | 0.984 | 0.984 | 0.985 | 0.985 | 0.987 | 0.986 | 0.986 | 0.987 | 0.987 | 0.981 | 0.986 | 0.986 | 0.981 | 0.981 | 0.98 | 0.982 | 0.982 | 0.98 | 0.98 | 0.981 | 0.982 | 0.982 | 0.981 | 0.981 | 0.984 | 0.985 | 0.985 | 0.984 | 0.984 | 0.98 | 0.979 | 0.979 | 0.98 | 0.98 | 0.981 | 0.98 | 0.98 | 0.981 | 0.981 | 0.98 | 0.979 | 0.979 | 0.98 | 0.98 | 0.983 | 0.979 | 0.979 | 0.983 | 0.983 | 0.982 | 0.978 | 0.978 | 0.982 | 0.982 | 0.98 | 0.978 | 0.978 | 0.98 | 0.98
Glenough Windfarm | GU1 | GU_401250 | CAUTEEN | 110 | 0.97 | 0.975 | 0.975 | 0.97 | 0.97 | 0.971 | 0.976 | 0.976 | 0.971 | 0.971 | 0.973 | 0.978 | 0.978 | 0.973 | 0.973 | 0.972 | 0.978 | 0.978 | 0.972 | 0.972 | 0.972 | 0.977 | 0.977 | 0.972 | 0.972 | 0.975 | 0.981 | 0.981 | 0.975 | 0.975 | 0.973 | 0.973 | 0.973 | 0.973 | 0.973 | 0.981 | 0.98 | 0.98 | 0.981 | 0.981 | 0.978 | 0.976 | 0.976 | 0.978 | 0.978 | 0.98 | 0.978 | 0.978 | 0.98 | 0.98 | 0.979 | 0.976 | 0.976 | 0.979 | 0.979 | 0.979 | 0.979 | 0.979 | 0.979 | 0.979
Grouselodge Windfarm (Gen Unit) | GW1 | GU_401090 | RATHKEALE | 110 | 0.977 | 0.98 | 0.98 | 0.977 | 0.977 | 0.977 | 0.98 | 0.98 | 0.977 | 0.977 | 0.979 | 0.982 | 0.982 | 0.979 | 0.979 | 0.979 | 0.982 | 0.982 | 0.979 | 0.979 | 0.979 | 0.982 | 0.982 | 0.979 | 0.979 | 0.981 | 0.985 | 0.985 | 0.981 | 0.981 | 0.981 | 0.98 | 0.98 | 0.981 | 0.981 | 0.986 | 0.986 | 0.986 | 0.986 | 0.986 | 0.984 | 0.983 | 0.983 | 0.984 | 0.984 | 0.985 | 0.984 | 0.984 | 0.985 | 0.985 | 0.985 | 0.983 | 0.983 | 0.985 | 0.985 | 0.986 | 0.986 | 0.986 | 0.986 | 0.986
Glencarbry Windfarm | GY1 | GU_404470 | CAUTEEN | 110 | 0.97 | 0.975 | 0.975 | 0.97 | 0.97 | 0.971 | 0.976 | 0.976 | 0.971 | 0.971 | 0.973 | 0.978 | 0.978 | 0.973 | 0.973 | 0.972 | 0.978 | 0.978 | 0.972 | 0.972 | 0.972 | 0.977 | 0.977 | 0.972 | 0.972 | 0.975 | 0.981 | 0.981 | 0.975 | 0.975 | 0.973 | 0.973 | 0.973 | 0.973 | 0.973 | 0.981 | 0.98 | 0.98 | 0.981 | 0.981 | 0.978 | 0.976 | 0.976 | 0.978 | 0.978 | 0.98 | 0.978 | 0.978 | 0.98 | 0.98 | 0.979 | 0.976 | 0.976 | 0.979 | 0.979 | 0.979 | 0.979 | 0.979 | 0.979 | 0.979
VPL Generation Unit | HN2 | GU_400540 | HUNTSTOWN | 220 | 1.007 | 1.004 | 1.004 | 1.007 | 1.007 | 1.005 | 1.001 | 1.001 | 1.005 | 1.005 | 1.005 | 1.002 | 1.002 | 1.005 | 1.005 | 1.008 | 1.004 | 1.004 | 1.008 | 1.008 | 1.008 | 1.003 | 1.003 | 1.008 | 1.008 | 1.006 | 1.002 | 1.002 | 1.006 | 1.006 | 1.008 | 1.005 | 1.005 | 1.008 | 1.008 | 1.004 | 1.002 | 1.002 | 1.004 | 1.004 | 1.005 | 1.001 | 1.001 | 1.005 | 1.005 | 1.004 | 1.002 | 1.002 | 1.004 | 1.004 | 1.005 | 1.002 | 1.002 | 1.005 | 1.005 | 1.006 | 1.002 | 1.002 | 1.006 | 1.006
HPC1 Generation Unit | HNC | GU_400480 | HUNTSTOWN | 220 | 1.007 | 1.004 | 1.004 | 1.007 | 1.007 | 1.005 | 1.001 | 1.001 | 1.005 | 1.005 | 1.005 | 1.002 | 1.002 | 1.005 | 1.005 | 1.008 | 1.004 | 1.004 | 1.008 | 1.008 | 1.008 | 1.003 | 1.003 | 1.008 | 1.008 | 1.006 | 1.002 | 1.002 | 1.006 | 1.006 | 1.008 | 1.005 | 1.005 | 1.008 | 1.008 | 1.004 | 1.002 | 1.002 | 1.004 | 1.004 | 1.005 | 1.001 | 1.001 | 1.005 | 1.005 | 1.004 | 1.002 | 1.002 | 1.004 | 1.004 | 1.005 | 1.002 | 1.002 | 1.005 | 1.005 | 1.006 | 1.002 | 1.002 | 1.006 | 1.006
Hilltown Solar | HS1 | GU_405090 | BALTRASNA | 110 | 1.011 | 1.007 | 1.007 | 1.011 | 1.011 | 1.01 | 1.006 | 1.006 | 1.01 | 1.01 | 1.009 | 1.006 | 1.006 | 1.009 | 1.009 | 1.012 | 1.008 | 1.008 | 1.012 | 1.012 | 1.012 | 1.007 | 1.007 | 1.012 | 1.012 | 1.009 | 1.004 | 1.004 | 1.009 | 1.009 | 1.011 | 1.007 | 1.007 | 1.011 | 1.011 | 1.007 | 1.003 | 1.003 | 1.007 | 1.007 | 1.008 | 1.002 | 1.002 | 1.008 | 1.008 | 1.007 | 1.004 | 1.004 | 1.007 | 1.007 | 1.008 | 1.004 | 1.004 | 1.008 | 1.008 | 1.009 | 1.005 | 1.005 | 1.009 | 1.009
Hortland Solar | HT1 | GU_405100 | KINNEGAD | 110 | 1.007 | 1.006 | 1.006 | 1.007 | 1.007 | 1.004 | 1.003 | 1.003 | 1.004 | 1.004 | 1.006 | 1.006 | 1.006 | 1.006 | 1.006 | 1.006 | 1.005 | 1.005 | 1.006 | 1.006 | 1.006 | 1.004 | 1.004 | 1.006 | 1.006 | 1.006 | 1.004 | 1.004 | 1.006 | 1.006 | 1.002 | 1.001 | 1.001 | 1.002 | 1.002 | 1.001 | 0.999 | 0.999 | 1.001 | 1.001 | 1.001 | 0.998 | 0.998 | 1.001 | 1.001 | 1.004 | 1.002 | 1.002 | 1.004 | 1.004 | 1.005 | 1.002 | 1.002 | 1.005 | 1.005 | 1.001 | 1 | 1 | 1.001 | 1.001
Gallanstown Solar | IA1 | GU_405120 | GALLANSTOWN | 110 | 1.012 | 1.006 | 1.006 | 1.012 | 1.012 | 1.01 | 1.005 | 1.005 | 1.01 | 1.01 | 1.009 | 1.005 | 1.005 | 1.009 | 1.009 | 1.012 | 1.007 | 1.007 | 1.012 | 1.012 | 1.012 | 1.006 | 1.006 | 1.012 | 1.012 | 1.01 | 1.003 | 1.003 | 1.01 | 1.01 | 1.012 | 1.005 | 1.005 | 1.012 | 1.012 | 1.008 | 1.001 | 1.001 | 1.008 | 1.008 | 1.009 | 1 | 1 | 1.009 | 1.009 | 1.008 | 1.002 | 1.002 | 1.008 | 1.008 | 1.009 | 1.002 | 1.002 | 1.009 | 1.009 | 1.01 | 1.003 | 1.003 | 1.01 | 1.01
Harlockstown Solar | IA2 | GU_406570 | GALLANSTOWN | 110 | 1.012 | 1.006 | 1.006 | 1.012 | 1.012 | 1.01 | 1.005 | 1.005 | 1.01 | 1.01 | 1.009 | 1.005 | 1.005 | 1.009 | 1.009 | 1.012 | 1.007 | 1.007 | 1.012 | 1.012 | 1.012 | 1.006 | 1.006 | 1.012 | 1.012 | 1.01 | 1.003 | 1.003 | 1.01 | 1.01 | 1.012 | 1.005 | 1.005 | 1.012 | 1.012 | 1.008 | 1.001 | 1.001 | 1.008 | 1.008 | 1.009 | 1 | 1 | 1.009 | 1.009 | 1.008 | 1.002 | 1.002 | 1.008 | 1.008 | 1.009 | 1.002 | 1.002 | 1.009 | 1.009 | 1.01 | 1.003 | 1.003 | 1.01 | 1.01
Kylemore BESS | IH1 | GU_403630 | INCHICORE | 110 | 1.007 | 1.004 | 1.004 | 1.007 | 1.007 | 1.006 | 1.003 | 1.003 | 1.006 | 1.006 | 1.007 | 1.005 | 1.005 | 1.007 | 1.007 | 1.007 | 1.004 | 1.004 | 1.007 | 1.007 | 1.007 | 1.003 | 1.003 | 1.007 | 1.007 | 1.008 | 1.005 | 1.005 | 1.008 | 1.008 | 1.009 | 1.006 | 1.006 | 1.009 | 1.009 | 1.008 | 1.006 | 1.006 | 1.008 | 1.008 | 1.008 | 1.005 | 1.005 | 1.008 | 1.008 | 1.007 | 1.005 | 1.005 | 1.007 | 1.007 | 1.006 | 1.003 | 1.003 | 1.006 | 1.006 | 1.007 | 1.004 | 1.004 | 1.007 | 1.007
South Wall BESS | IS2 | GU_403600 | IRISHTOWN | 220 | 1.005 | 1.003 | 1.003 | 1.005 | 1.005 | 1.005 | 1.002 | 1.002 | 1.005 | 1.005 | 1.006 | 1.004 | 1.004 | 1.006 | 1.006 | 1.006 | 1.003 | 1.003 | 1.006 | 1.006 | 1.005 | 1.002 | 1.002 | 1.005 | 1.005 | 1.008 | 1.004 | 1.004 | 1.008 | 1.008 | 1.008 | 1.005 | 1.005 | 1.008 | 1.008 | 1.007 | 1.005 | 1.005 | 1.007 | 1.007 | 1.007 | 1.005 | 1.005 | 1.007 | 1.007 | 1.006 | 1.003 | 1.003 | 1.006 | 1.006 | 1.005 | 1.002 | 1.002 | 1.005 | 1.005 | 1.006 | 1.002 | 1.002 | 1.006 | 1.006
Ringsend Flexgen | IS3 | GU_403610 | IRISHTOWN | 220 | 1.005 | 1.003 | 1.003 | 1.005 | 1.005 | 1.005 | 1.002 | 1.002 | 1.005 | 1.005 | 1.006 | 1.004 | 1.004 | 1.006 | 1.006 | 1.006 | 1.003 | 1.003 | 1.006 | 1.006 | 1.005 | 1.002 | 1.002 | 1.005 | 1.005 | 1.008 | 1.004 | 1.004 | 1.008 | 1.008 | 1.008 | 1.005 | 1.005 | 1.008 | 1.008 | 1.007 | 1.005 | 1.005 | 1.007 | 1.007 | 1.007 | 1.005 | 1.005 | 1.007 | 1.007 | 1.006 | 1.003 | 1.003 | 1.006 | 1.006 | 1.005 | 1.002 | 1.002 | 1.005 | 1.005 | 1.006 | 1.002 | 1.002 | 1.006 | 1.006
Indaver - Meath Waste - Generator | IW1 | GU_401230 | DRYBRIDGE | 110 | 1.009 | 1.007 | 1.007 | 1.009 | 1.009 | 1.009 | 1.007 | 1.007 | 1.009 | 1.009 | 1.008 | 1.006 | 1.006 | 1.008 | 1.008 | 1.009 | 1.007 | 1.007 | 1.009 | 1.009 | 1.009 | 1.007 | 1.007 | 1.009 | 1.009 | 1.007 | 1.004 | 1.004 | 1.007 | 1.007 | 1.008 | 1.007 | 1.007 | 1.008 | 1.008 | 1.004 | 1.002 | 1.002 | 1.004 | 1.004 | 1.005 | 1.001 | 1.001 | 1.005 | 1.005 | 1.004 | 1.003 | 1.003 | 1.004 | 1.004 | 1.005 | 1.004 | 1.004 | 1.005 | 1.005 | 1.005 | 1.004 | 1.004 | 1.005 | 1.005
Knockglass Solar | JG1 | GU_405080 | MACROOM | 110 | 0.956 | 0.961 | 0.961 | 0.956 | 0.956 | 0.958 | 0.962 | 0.962 | 0.958 | 0.958 | 0.961 | 0.964 | 0.964 | 0.961 | 0.961 | 0.961 | 0.964 | 0.964 | 0.961 | 0.961 | 0.96 | 0.964 | 0.964 | 0.96 | 0.96 | 0.962 | 0.968 | 0.968 | 0.962 | 0.962 | 0.959 | 0.961 | 0.961 | 0.959 | 0.959 | 0.976 | 0.977 | 0.977 | 0.976 | 0.976 | 0.971 | 0.971 | 0.971 | 0.971 | 0.971 | 0.972 | 0.97 | 0.97 | 0.972 | 0.972 | 0.969 | 0.968 | 0.968 | 0.969 | 0.969 | 0.971 | 0.972 | 0.972 | 0.971 | 0.971
Knockacummer Windfarm | KC1 | GU_401770 | KNOCKACUMMER | 110 | 0.96 | 0.963 | 0.963 | 0.96 | 0.96 | 0.961 | 0.963 | 0.963 | 0.961 | 0.961 | 0.963 | 0.966 | 0.966 | 0.963 | 0.963 | 0.963 | 0.965 | 0.965 | 0.963 | 0.963 | 0.962 | 0.965 | 0.965 | 0.962 | 0.962 | 0.964 | 0.968 | 0.968 | 0.964 | 0.964 | 0.962 | 0.963 | 0.963 | 0.962 | 0.962 | 0.973 | 0.974 | 0.974 | 0.973 | 0.973 | 0.969 | 0.969 | 0.969 | 0.969 | 0.969 | 0.97 | 0.97 | 0.97 | 0.97 | 0.97 | 0.969 | 0.969 | 0.969 | 0.969 | 0.969 | 0.97 | 0.971 | 0.971 | 0.97 | 0.97
Knockalassa Windfarm | KD1 | GU_403940 | SLIEVECALLAN | 110 | 0.978 | 0.981 | 0.981 | 0.978 | 0.978 | 0.978 | 0.981 | 0.981 | 0.978 | 0.978 | 0.98 | 0.984 | 0.984 | 0.98 | 0.98 | 0.98 | 0.984 | 0.984 | 0.98 | 0.98 | 0.98 | 0.983 | 0.983 | 0.98 | 0.98 | 0.982 | 0.985 | 0.985 | 0.982 | 0.982 | 0.978 | 0.981 | 0.981 | 0.978 | 0.978 | 0.983 | 0.987 | 0.987 | 0.983 | 0.983 | 0.981 | 0.984 | 0.984 | 0.981 | 0.981 | 0.982 | 0.985 | 0.985 | 0.982 | 0.982 | 0.982 | 0.984 | 0.984 | 0.982 | 0.982 | 0.983 | 0.986 | 0.986 | 0.983 | 0.983
Killala Windfarm | KF1 | GU_403750 | TAWNAGHMORE | 110 | 0.951 | 0.961 | 0.961 | 0.951 | 0.951 | 0.954 | 0.964 | 0.964 | 0.954 | 0.954 | 0.955 | 0.965 | 0.965 | 0.955 | 0.955 | 0.956 | 0.967 | 0.967 | 0.956 | 0.956 | 0.955 | 0.966 | 0.966 | 0.955 | 0.955 | 0.956 | 0.965 | 0.965 | 0.956 | 0.956 | 0.952 | 0.96 | 0.96 | 0.952 | 0.952 | 0.951 | 0.962 | 0.962 | 0.951 | 0.951 | 0.951 | 0.961 | 0.961 | 0.951 | 0.951 | 0.95 | 0.96 | 0.96 | 0.95 | 0.95 | 0.95 | 0.96 | 0.96 | 0.95 | 0.95 | 0.952 | 0.963 | 0.963 | 0.952 | 0.952
Killala Battery | KF2 | GU_404550 | TAWNAGHMORE | 110 | 0.951 | 0.961 | 0.961 | 0.951 | 0.951 | 0.954 | 0.964 | 0.964 | 0.954 | 0.954 | 0.955 | 0.965 | 0.965 | 0.955 | 0.955 | 0.956 | 0.967 | 0.967 | 0.956 | 0.956 | 0.955 | 0.966 | 0.966 | 0.955 | 0.955 | 0.956 | 0.965 | 0.965 | 0.956 | 0.956 | 0.952 | 0.96 | 0.96 | 0.952 | 0.952 | 0.951 | 0.962 | 0.962 | 0.951 | 0.951 | 0.951 | 0.961 | 0.961 | 0.951 | 0.951 | 0.95 | 0.96 | 0.96 | 0.95 | 0.95 | 0.95 | 0.96 | 0.96 | 0.95 | 0.95 | 0.952 | 0.963 | 0.963 | 0.952 | 0.952
Dunneil Windfarm (Kingsmountain Phase 2) | KG2 | GU_400021 | CUNGHILL | 110 | 0.968 | 0.975 | 0.975 | 0.968 | 0.968 | 0.97 | 0.977 | 0.977 | 0.97 | 0.97 | 0.97 | 0.978 | 0.978 | 0.97 | 0.97 | 0.97 | 0.978 | 0.978 | 0.97 | 0.97 | 0.97 | 0.978 | 0.978 | 0.97 | 0.97 | 0.97 | 0.978 | 0.978 | 0.97 | 0.97 | 0.967 | 0.976 | 0.976 | 0.967 | 0.967 | 0.965 | 0.976 | 0.976 | 0.965 | 0.965 | 0.965 | 0.975 | 0.975 | 0.965 | 0.965 | 0.965 | 0.975 | 0.975 | 0.965 | 0.965 | 0.965 | 0.976 | 0.976 | 0.965 | 0.965 | 0.966 | 0.977 | 0.977 | 0.966 | 0.966
Kingsmountain Generator Unit | KGM | GU_400020 | CUNGHILL | 110 | 0.968 | 0.975 | 0.975 | 0.968 | 0.968 | 0.97 | 0.977 | 0.977 | 0.97 | 0.97 | 0.97 | 0.978 | 0.978 | 0.97 | 0.97 | 0.97 | 0.978 | 0.978 | 0.97 | 0.97 | 0.97 | 0.978 | 0.978 | 0.97 | 0.97 | 0.97 | 0.978 | 0.978 | 0.97 | 0.97 | 0.967 | 0.976 | 0.976 | 0.967 | 0.967 | 0.965 | 0.976 | 0.976 | 0.965 | 0.965 | 0.965 | 0.975 | 0.975 | 0.965 | 0.965 | 0.965 | 0.975 | 0.975 | 0.965 | 0.965 | 0.965 | 0.976 | 0.976 | 0.965 | 0.965 | 0.966 | 0.977 | 0.977 | 0.966 | 0.966
Kill Hill Windfarm Limited | KH1 | GU_401780 | KILL HILL | 110 | 0.974 | 0.98 | 0.98 | 0.974 | 0.974 | 0.975 | 0.981 | 0.981 | 0.975 | 0.975 | 0.976 | 0.983 | 0.983 | 0.976 | 0.976 | 0.975 | 0.982 | 0.982 | 0.975 | 0.975 | 0.975 | 0.982 | 0.982 | 0.975 | 0.975 | 0.978 | 0.985 | 0.985 | 0.978 | 0.978 | 0.976 | 0.973 | 0.973 | 0.976 | 0.976 | 0.983 | 0.978 | 0.978 | 0.983 | 0.983 | 0.98 | 0.974 | 0.974 | 0.98 | 0.98 | 0.982 | 0.977 | 0.977 | 0.982 | 0.982 | 0.981 | 0.976 | 0.976 | 0.981 | 0.981 | 0.981 | 0.979 | 0.979 | 0.981 | 0.981
Cloghanaleskirt Windfarm | KI1 | GU_402280 | CLOGHBOOLA | 110 | 0.973 | 0.974 | 0.974 | 0.973 | 0.973 | 0.974 | 0.974 | 0.974 | 0.974 | 0.974 | 0.975 | 0.976 | 0.976 | 0.975 | 0.975 | 0.975 | 0.976 | 0.976 | 0.975 | 0.975 | 0.975 | 0.976 | 0.976 | 0.975 | 0.975 | 0.976 | 0.977 | 0.977 | 0.976 | 0.976 | 0.974 | 0.974 | 0.974 | 0.974 | 0.974 | 0.98 | 0.981 | 0.981 | 0.98 | 0.98 | 0.978 | 0.978 | 0.978 | 0.978 | 0.978 | 0.98 | 0.979 | 0.979 | 0.98 | 0.98 | 0.979 | 0.979 | 0.979 | 0.979 | 0.979 | 0.98 | 0.981 | 0.981 | 0.98 | 0.98
Knock South Windfarm | KK1 | GU_401140 | GALWAY | 110 | 0.982 | 0.985 | 0.985 | 0.982 | 0.982 | 0.984 | 0.985 | 0.985 | 0.984 | 0.984 | 0.985 | 0.988 | 0.988 | 0.985 | 0.985 | 0.986 | 0.988 | 0.988 | 0.986 | 0.986 | 0.985 | 0.987 | 0.987 | 0.985 | 0.985 | 0.985 | 0.988 | 0.988 | 0.985 | 0.985 | 0.982 | 0.985 | 0.985 | 0.982 | 0.982 | 0.984 | 0.99 | 0.99 | 0.984 | 0.984 | 0.984 | 0.989 | 0.989 | 0.984 | 0.984 | 0.983 | 0.988 | 0.988 | 0.983 | 0.983 | 0.983 | 0.988 | 0.988 | 0.983 | 0.983 | 0.985 | 0.99 | 0.99 | 0.985 | 0.985
Knocknagoum Windfarm Limited | KM1 | GU_401350 | REAMORE | 110 | 0.969 | 0.973 | 0.973 | 0.969 | 0.969 | 0.971 | 0.973 | 0.973 | 0.971 | 0.971 | 0.973 | 0.976 | 0.976 | 0.973 | 0.973 | 0.973 | 0.976 | 0.976 | 0.973 | 0.973 | 0.973 | 0.975 | 0.975 | 0.973 | 0.973 | 0.974 | 0.977 | 0.977 | 0.974 | 0.974 | 0.971 | 0.972 | 0.972 | 0.971 | 0.971 | 0.979 | 0.979 | 0.979 | 0.979 | 0.979 | 0.976 | 0.975 | 0.975 | 0.976 | 0.976 | 0.977 | 0.977 | 0.977 | 0.977 | 0.977 | 0.977 | 0.976 | 0.976 | 0.977 | 0.977 | 0.978 | 0.979 | 0.979 | 0.978 | 0.978
Knocknatallig Windfarm | KQ1 | GU_403930 | CHARLEVILLE | 110 | 0.963 | 0.969 | 0.969 | 0.963 | 0.963 | 0.964 | 0.97 | 0.97 | 0.964 | 0.964 | 0.968 | 0.972 | 0.972 | 0.968 | 0.968 | 0.968 | 0.973 | 0.973 | 0.968 | 0.968 | 0.967 | 0.972 | 0.972 | 0.967 | 0.967 | 0.969 | 0.976 | 0.976 | 0.969 | 0.969 | 0.966 | 0.968 | 0.968 | 0.966 | 0.966 | 0.983 | 0.983 | 0.983 | 0.983 | 0.983 | 0.977 | 0.977 | 0.977 | 0.977 | 0.977 | 0.978 | 0.977 | 0.977 | 0.978 | 0.978 | 0.975 | 0.975 | 0.975 | 0.975 | 0.975 | 0.977 | 0.978 | 0.978 | 0.977 | 0.977
Knockalough WFPS | KU1 | GU_403380 | KNOCKALOUGH | 110 | 0.978 | 0.984 | 0.984 | 0.978 | 0.978 | 0.98 | 0.985 | 0.985 | 0.98 | 0.98 | 0.981 | 0.987 | 0.987 | 0.981 | 0.981 | 0.982 | 0.988 | 0.988 | 0.982 | 0.982 | 0.981 | 0.987 | 0.987 | 0.981 | 0.981 | 0.981 | 0.988 | 0.988 | 0.981 | 0.981 | 0.978 | 0.984 | 0.984 | 0.978 | 0.978 | 0.98 | 0.989 | 0.989 | 0.98 | 0.98 | 0.98 | 0.988 | 0.988 | 0.98 | 0.98 | 0.979 | 0.987 | 0.987 | 0.979 | 0.979 | 0.979 | 0.987 | 0.987 | 0.979 | 0.979 | 0.981 | 0.989 | 0.989 | 0.981 | 0.981
Kilaveenoge 1 WF | KV1 | GU_401950 | DUNMANWAY | 110 | 0.954 | 0.961 | 0.961 | 0.954 | 0.954 | 0.957 | 0.963 | 0.963 | 0.957 | 0.957 | 0.961 | 0.965 | 0.965 | 0.961 | 0.961 | 0.96 | 0.966 | 0.966 | 0.96 | 0.96 | 0.96 | 0.965 | 0.965 | 0.96 | 0.96 | 0.961 | 0.969 | 0.969 | 0.961 | 0.961 | 0.958 | 0.961 | 0.961 | 0.958 | 0.958 | 0.976 | 0.977 | 0.977 | 0.976 | 0.976 | 0.97 | 0.971 | 0.971 | 0.97 | 0.97 | 0.971 | 0.971 | 0.971 | 0.971 | 0.971 | 0.968 | 0.969 | 0.969 | 0.968 | 0.968 | 0.97 | 0.973 | 0.973 | 0.97 | 0.97
Knockawarriga 1 Windfarm | KW1 | GU_404200 | TRIEN | 110 | 0.975 | 0.976 | 0.976 | 0.975 | 0.975 | 0.975 | 0.976 | 0.976 | 0.975 | 0.975 | 0.977 | 0.978 | 0.978 | 0.977 | 0.977 | 0.977 | 0.977 | 0.977 | 0.977 | 0.977 | 0.977 | 0.977 | 0.977 | 0.977 | 0.977 | 0.978 | 0.979 | 0.979 | 0.978 | 0.978 | 0.976 | 0.976 | 0.976 | 0.976 | 0.976 | 0.982 | 0.982 | 0.982 | 0.982 | 0.982 | 0.98 | 0.98 | 0.98 | 0.98 | 0.98 | 0.981 | 0.981 | 0.981 | 0.981 | 0.981 | 0.981 | 0.98 | 0.98 | 0.981 | 0.981 | 0.982 | 0.982 | 0.982 | 0.982 | 0.982
Knockawarriga 2 Windfarm | KW2 | GU_404290 | TRIEN | 110 | 0.974 | 0.975 | 0.975 | 0.974 | 0.974 | 0.975 | 0.976 | 0.976 | 0.975 | 0.975 | 0.976 | 0.978 | 0.978 | 0.976 | 0.976 | 0.977 | 0.978 | 0.978 | 0.977 | 0.977 | 0.976 | 0.977 | 0.977 | 0.976 | 0.976 | 0.977 | 0.979 | 0.979 | 0.977 | 0.977 | 0.975 | 0.975 | 0.975 | 0.975 | 0.975 | 0.981 | 0.981 | 0.981 | 0.981 | 0.981 | 0.979 | 0.978 | 0.978 | 0.979 | 0.979 | 0.98 | 0.979 | 0.979 | 0.98 | 0.98 | 0.98 | 0.979 | 0.979 | 0.98 | 0.98 | 0.981 | 0.982 | 0.982 | 0.981 | 0.981
Kelwin 1 Windfarm | KZ1 | GU_402300 | KILPADDOGE | 110 | 0.976 | 0.977 | 0.977 | 0.976 | 0.976 | 0.977 | 0.977 | 0.977 | 0.977 | 0.977 | 0.978 | 0.979 | 0.979 | 0.978 | 0.978 | 0.978 | 0.978 | 0.978 | 0.978 | 0.978 | 0.978 | 0.978 | 0.978 | 0.978 | 0.978 | 0.979 | 0.98 | 0.98 | 0.979 | 0.979 | 0.978 | 0.977 | 0.977 | 0.978 | 0.978 | 0.983 | 0.983 | 0.983 | 0.983 | 0.983 | 0.981 | 0.98 | 0.98 | 0.981 | 0.981 | 0.983 | 0.982 | 0.982 | 0.983 | 0.983 | 0.982 | 0.981 | 0.981 | 0.982 | 0.982 | 0.983 | 0.983 | 0.983 | 0.983 | 0.983
Kelwin 3 Diesel Unit | KZ3 | GU_403000 | KILPADDOGE | 110 | 0.976 | 0.977 | 0.977 | 0.976 | 0.976 | 0.977 | 0.977 | 0.977 | 0.977 | 0.977 | 0.978 | 0.979 | 0.979 | 0.978 | 0.978 | 0.978 | 0.978 | 0.978 | 0.978 | 0.978 | 0.978 | 0.978 | 0.978 | 0.978 | 0.978 | 0.979 | 0.98 | 0.98 | 0.979 | 0.979 | 0.978 | 0.977 | 0.977 | 0.978 | 0.978 | 0.983 | 0.983 | 0.983 | 0.983 | 0.983 | 0.981 | 0.98 | 0.98 | 0.981 | 0.981 | 0.983 | 0.982 | 0.982 | 0.983 | 0.983 | 0.982 | 0.981 | 0.981 | 0.982 | 0.982 | 0.983 | 0.983 | 0.983 | 0.983 | 0.983
Kelwin 4 Battery | KZ4 | GU_404520 | KILPADDOGE | 110 | 0.976 | 0.977 | 0.977 | 0.976 | 0.976 | 0.977 | 0.977 | 0.977 | 0.977 | 0.977 | 0.978 | 0.979 | 0.979 | 0.978 | 0.978 | 0.978 | 0.978 | 0.978 | 0.978 | 0.978 | 0.978 | 0.978 | 0.978 | 0.978 | 0.978 | 0.979 | 0.98 | 0.98 | 0.979 | 0.979 | 0.978 | 0.977 | 0.977 | 0.978 | 0.978 | 0.983 | 0.983 | 0.983 | 0.983 | 0.983 | 0.981 | 0.98 | 0.98 | 0.981 | 0.981 | 0.983 | 0.982 | 0.982 | 0.983 | 0.983 | 0.982 | 0.981 | 0.981 | 0.982 | 0.982 | 0.983 | 0.983 | 0.983 | 0.983 | 0.983
Drumlins Windfarm | LA1 | GU_406610 | LISLEA | 111 | 0.995 | 0.999 | 0.999 | 0.995 | 0.995 | 0.997 | 1.001 | 1.001 | 0.997 | 0.997 | 0.995 | 1 | 1 | 0.995 | 0.995 | 0.994 | 1 | 1 | 0.994 | 0.994 | 0.994 | 1.001 | 1.001 | 0.994 | 0.994 | 0.993 | 0.998 | 0.998 | 0.993 | 0.993 | 0.99 | 1 | 1 | 0.99 | 0.99 | 0.985 | 0.997 | 0.997 | 0.985 | 0.985 | 0.986 | 0.996 | 0.996 | 0.986 | 0.986 | 0.986 | 0.996 | 0.996 | 0.986 | 0.986 | 0.986 | 0.998 | 0.998 | 0.986 | 0.986 | 0.986 | 0.998 | 0.998 | 0.986 | 0.986
Inniscarra (Lee unit 1) Generator Unit | LE1 | GU_400280 | INISCARRA | 110 | 0.956 | 0.961 | 0.961 | 0.956 | 0.956 | 0.958 | 0.962 | 0.962 | 0.958 | 0.958 | 0.962 | 0.964 | 0.964 | 0.962 | 0.962 | 0.961 | 0.964 | 0.964 | 0.961 | 0.961 | 0.961 | 0.964 | 0.964 | 0.961 | 0.961 | 0.963 | 0.969 | 0.969 | 0.963 | 0.963 | 0.96 | 0.961 | 0.961 | 0.96 | 0.96 | 0.98 | 0.98 | 0.98 | 0.98 | 0.98 | 0.973 | 0.973 | 0.973 | 0.973 | 0.973 | 0.974 | 0.972 | 0.972 | 0.974 | 0.974 | 0.971 | 0.97 | 0.97 | 0.971 | 0.971 | 0.973 | 0.974 | 0.974 | 0.973 | 0.973
Lee unit 2 Generator Unit | LE2 | GU_400281 | INISCARRA | 110 | 0.956 | 0.961 | 0.961 | 0.956 | 0.956 | 0.958 | 0.962 | 0.962 | 0.958 | 0.958 | 0.962 | 0.964 | 0.964 | 0.962 | 0.962 | 0.961 | 0.964 | 0.964 | 0.961 | 0.961 | 0.961 | 0.964 | 0.964 | 0.961 | 0.961 | 0.963 | 0.969 | 0.969 | 0.963 | 0.963 | 0.96 | 0.961 | 0.961 | 0.96 | 0.96 | 0.98 | 0.98 | 0.98 | 0.98 | 0.98 | 0.973 | 0.973 | 0.973 | 0.973 | 0.973 | 0.974 | 0.972 | 0.972 | 0.974 | 0.974 | 0.971 | 0.97 | 0.97 | 0.971 | 0.971 | 0.973 | 0.974 | 0.974 | 0.973 | 0.973
Carrigadrohid Generator Unit | LE3 | GU_400290 | CARRIGADROHI | 110 | 0.956 | 0.961 | 0.961 | 0.956 | 0.956 | 0.958 | 0.962 | 0.962 | 0.958 | 0.958 | 0.962 | 0.964 | 0.964 | 0.962 | 0.962 | 0.961 | 0.964 | 0.964 | 0.961 | 0.961 | 0.96 | 0.964 | 0.964 | 0.96 | 0.96 | 0.962 | 0.968 | 0.968 | 0.962 | 0.962 | 0.959 | 0.961 | 0.961 | 0.959 | 0.959 | 0.977 | 0.977 | 0.977 | 0.977 | 0.977 | 0.971 | 0.971 | 0.971 | 0.971 | 0.971 | 0.972 | 0.971 | 0.971 | 0.972 | 0.972 | 0.969 | 0.968 | 0.968 | 0.969 | 0.969 | 0.971 | 0.972 | 0.972 | 0.971 | 0.971
Lisdrumdoagh BESS | LF1 | GU_404900 | LISDRUM | 110 | 0.997 | 1.003 | 1.003 | 0.997 | 0.997 | 0.999 | 1.006 | 1.006 | 0.999 | 0.999 | 0.997 | 1.003 | 1.003 | 0.997 | 0.997 | 0.996 | 1.003 | 1.003 | 0.996 | 0.996 | 0.997 | 1.004 | 1.004 | 0.997 | 0.997 | 0.995 | 1.002 | 1.002 | 0.995 | 0.995 | 0.992 | 1.003 | 1.003 | 0.992 | 0.992 | 0.987 | 0.998 | 0.998 | 0.987 | 0.987 | 0.988 | 0.998 | 0.998 | 0.988 | 0.988 | 0.987 | 0.999 | 0.999 | 0.987 | 0.987 | 0.988 | 1.002 | 1.002 | 0.988 | 0.988 | 0.987 | 1.001 | 1.001 | 0.987 | 0.987
Leitir Guingaid Windfarm phase 1 | LG1 | GU_401500 | SALTHILL | 110 | 0.982 | 0.985 | 0.985 | 0.982 | 0.982 | 0.984 | 0.986 | 0.986 | 0.984 | 0.984 | 0.985 | 0.988 | 0.988 | 0.985 | 0.985 | 0.985 | 0.989 | 0.989 | 0.985 | 0.985 | 0.985 | 0.988 | 0.988 | 0.985 | 0.985 | 0.985 | 0.989 | 0.989 | 0.985 | 0.985 | 0.982 | 0.985 | 0.985 | 0.982 | 0.982 | 0.984 | 0.99 | 0.99 | 0.984 | 0.984 | 0.983 | 0.989 | 0.989 | 0.983 | 0.983 | 0.983 | 0.989 | 0.989 | 0.983 | 0.983 | 0.983 | 0.988 | 0.988 | 0.983 | 0.983 | 0.985 | 0.99 | 0.99 | 0.985 | 0.985
Liffey 1 Generator Unit | LI1 | GU_400250 | POLLAPHUCA | 110 | 0.993 | 0.988 | 0.988 | 0.993 | 0.993 | 0.995 | 0.987 | 0.987 | 0.995 | 0.995 | 0.991 | 0.988 | 0.988 | 0.991 | 0.991 | 0.99 | 0.985 | 0.985 | 0.99 | 0.99 | 0.99 | 0.985 | 0.985 | 0.99 | 0.99 | 0.993 | 0.992 | 0.992 | 0.993 | 0.993 | 0.986 | 0.987 | 0.987 | 0.986 | 0.986 | 0.985 | 0.988 | 0.988 | 0.985 | 0.985 | 0.984 | 0.987 | 0.987 | 0.984 | 0.984 | 0.988 | 0.986 | 0.986 | 0.988 | 0.988 | 0.987 | 0.986 | 0.986 | 0.987 | 0.987 | 0.986 | 0.985 | 0.985 | 0.986 | 0.986
Liffey 2 Generator Unit | LI2 | GU_400251 | POLLAPHUCA | 110 | 0.993 | 0.988 | 0.988 | 0.993 | 0.993 | 0.995 | 0.987 | 0.987 | 0.995 | 0.995 | 0.991 | 0.988 | 0.988 | 0.991 | 0.991 | 0.99 | 0.985 | 0.985 | 0.99 | 0.99 | 0.99 | 0.985 | 0.985 | 0.99 | 0.99 | 0.993 | 0.992 | 0.992 | 0.993 | 0.993 | 0.986 | 0.987 | 0.987 | 0.986 | 0.986 | 0.985 | 0.988 | 0.988 | 0.985 | 0.985 | 0.984 | 0.987 | 0.987 | 0.984 | 0.984 | 0.988 | 0.986 | 0.986 | 0.988 | 0.988 | 0.987 | 0.986 | 0.986 | 0.987 | 0.987 | 0.986 | 0.985 | 0.985 | 0.986 | 0.986
Liffey 3 Hydro Unit | LI3 | GU_401220 | POLLAPHUCA | 110 | 0.993 | 0.988 | 0.988 | 0.993 | 0.993 | 0.995 | 0.987 | 0.987 | 0.995 | 0.995 | 0.991 | 0.988 | 0.988 | 0.991 | 0.991 | 0.99 | 0.985 | 0.985 | 0.99 | 0.99 | 0.99 | 0.985 | 0.985 | 0.99 | 0.99 | 0.993 | 0.992 | 0.992 | 0.993 | 0.993 | 0.986 | 0.987 | 0.987 | 0.986 | 0.986 | 0.985 | 0.988 | 0.988 | 0.985 | 0.985 | 0.984 | 0.987 | 0.987 | 0.984 | 0.984 | 0.988 | 0.986 | 0.986 | 0.988 | 0.988 | 0.987 | 0.986 | 0.986 | 0.987 | 0.987 | 0.986 | 0.985 | 0.985 | 0.986 | 0.986
Liffey 4 Generator Unit | LI4 | GU_400252 | POLLAPHUCA | 110 | 0.993 | 0.988 | 0.988 | 0.993 | 0.993 | 0.995 | 0.987 | 0.987 | 0.995 | 0.995 | 0.991 | 0.988 | 0.988 | 0.991 | 0.991 | 0.99 | 0.985 | 0.985 | 0.99 | 0.99 | 0.99 | 0.985 | 0.985 | 0.99 | 0.99 | 0.993 | 0.992 | 0.992 | 0.993 | 0.993 | 0.986 | 0.987 | 0.987 | 0.986 | 0.986 | 0.985 | 0.988 | 0.988 | 0.985 | 0.985 | 0.984 | 0.987 | 0.987 | 0.984 | 0.984 | 0.988 | 0.986 | 0.986 | 0.988 | 0.988 | 0.987 | 0.986 | 0.986 | 0.987 | 0.987 | 0.986 | 0.985 | 0.985 | 0.986 | 0.986
Liffey 5 Generator Unit | LI5 | GU_400260 | POLLAPHUCA | 110 | 0.993 | 0.988 | 0.988 | 0.993 | 0.993 | 0.995 | 0.987 | 0.987 | 0.995 | 0.995 | 0.991 | 0.988 | 0.988 | 0.991 | 0.991 | 0.99 | 0.985 | 0.985 | 0.99 | 0.99 | 0.99 | 0.985 | 0.985 | 0.99 | 0.99 | 0.993 | 0.992 | 0.992 | 0.993 | 0.993 | 0.986 | 0.987 | 0.987 | 0.986 | 0.986 | 0.985 | 0.988 | 0.988 | 0.985 | 0.985 | 0.984 | 0.987 | 0.987 | 0.984 | 0.984 | 0.988 | 0.986 | 0.986 | 0.988 | 0.988 | 0.987 | 0.986 | 0.986 | 0.987 | 0.987 | 0.986 | 0.985 | 0.985 | 0.986 | 0.986
Lenalea Windfarm | LL1 | GU_405930 | LENALEA | 110 | 0.971 | 0.977 | 0.977 | 0.971 | 0.971 | 0.973 | 0.98 | 0.98 | 0.973 | 0.973 | 0.971 | 0.978 | 0.978 | 0.971 | 0.971 | 0.97 | 0.978 | 0.978 | 0.97 | 0.97 | 0.971 | 0.98 | 0.98 | 0.971 | 0.971 | 0.97 | 0.978 | 0.978 | 0.97 | 0.97 | 0.965 | 0.979 | 0.979 | 0.965 | 0.965 | 0.959 | 0.976 | 0.976 | 0.959 | 0.959 | 0.96 | 0.978 | 0.978 | 0.96 | 0.96 | 0.961 | 0.978 | 0.978 | 0.961 | 0.961 | 0.961 | 0.979 | 0.979 | 0.961 | 0.961 | 0.961 | 0.978 | 0.978 | 0.961 | 0.961
Leanamore Windfarm | LM1 | GU_402210 | KILPADDOGE | 110 | 0.976 | 0.977 | 0.977 | 0.976 | 0.976 | 0.977 | 0.977 | 0.977 | 0.977 | 0.977 | 0.978 | 0.979 | 0.979 | 0.978 | 0.978 | 0.978 | 0.978 | 0.978 | 0.978 | 0.978 | 0.978 | 0.978 | 0.978 | 0.978 | 0.978 | 0.979 | 0.98 | 0.98 | 0.979 | 0.979 | 0.978 | 0.977 | 0.977 | 0.978 | 0.978 | 0.983 | 0.983 | 0.983 | 0.983 | 0.983 | 0.981 | 0.98 | 0.98 | 0.981 | 0.981 | 0.983 | 0.982 | 0.982 | 0.983 | 0.983 | 0.982 | 0.981 | 0.981 | 0.982 | 0.982 | 0.983 | 0.983 | 0.983 | 0.983 | 0.983
Lysaghtstown Solar | LO1 | GU_406580 | KNOCKRAHA | 110 | 0.954 | 0.959 | 0.959 | 0.954 | 0.954 | 0.956 | 0.96 | 0.96 | 0.956 | 0.956 | 0.96 | 0.962 | 0.962 | 0.96 | 0.96 | 0.959 | 0.963 | 0.963 | 0.959 | 0.959 | 0.958 | 0.962 | 0.962 | 0.958 | 0.958 | 0.96 | 0.966 | 0.966 | 0.96 | 0.96 | 0.957 | 0.959 | 0.959 | 0.957 | 0.957 | 0.979 | 0.979 | 0.979 | 0.979 | 0.979 | 0.972 | 0.971 | 0.971 | 0.972 | 0.972 | 0.973 | 0.97 | 0.97 | 0.973 | 0.973 | 0.97 | 0.967 | 0.967 | 0.97 | 0.97 | 0.971 | 0.971 | 0.971 | 0.971 | 0.971
Lanesboro | LR4 | GU400240 | LANESBORO_A1 | 110 | 0.997 | 1.001 | 1.001 | 0.997 | 0.997 | 0.998 | 1.001 | 1.001 | 0.998 | 0.998 | 0.999 | 1.003 | 1.003 | 0.999 | 0.999 | 0.999 | 1.004 | 1.004 | 0.999 | 0.999 | 0.998 | 1.003 | 1.003 | 0.998 | 0.998 | 0.999 | 1.003 | 1.003 | 0.999 | 0.999 | 0.992 | 0.997 | 0.997 | 0.992 | 0.992 | 0.992 | 0.997 | 0.997 | 0.992 | 0.992 | 0.992 | 0.995 | 0.995 | 0.992 | 0.992 | 0.993 | 0.998 | 0.998 | 0.993 | 0.993 | 0.993 | 0.998 | 0.998 | 0.993 | 0.993 | 0.993 | 0.998 | 0.998 | 0.993 | 0.993
Lisheen Windfarm Phase 1 | LS1 | GU_400840 | LISHEEN | 110 | 0.968 | 0.975 | 0.975 | 0.968 | 0.968 | 0.969 | 0.977 | 0.977 | 0.969 | 0.969 | 0.97 | 0.979 | 0.979 | 0.97 | 0.97 | 0.97 | 0.978 | 0.978 | 0.97 | 0.97 | 0.969 | 0.977 | 0.977 | 0.969 | 0.969 | 0.972 | 0.981 | 0.981 | 0.972 | 0.972 | 0.971 | 0.967 | 0.967 | 0.971 | 0.971 | 0.977 | 0.971 | 0.971 | 0.977 | 0.977 | 0.974 | 0.967 | 0.967 | 0.974 | 0.974 | 0.976 | 0.971 | 0.971 | 0.976 | 0.976 | 0.975 | 0.971 | 0.971 | 0.975 | 0.975 | 0.975 | 0.973 | 0.973 | 0.975 | 0.975
Lisheen Windfarm 2 Ltd | LS2 | GU_401750 | LISHEEN | 110 | 0.968 | 0.975 | 0.975 | 0.968 | 0.968 | 0.969 | 0.977 | 0.977 | 0.969 | 0.969 | 0.97 | 0.979 | 0.979 | 0.97 | 0.97 | 0.97 | 0.978 | 0.978 | 0.97 | 0.97 | 0.969 | 0.977 | 0.977 | 0.969 | 0.969 | 0.972 | 0.981 | 0.981 | 0.972 | 0.972 | 0.971 | 0.967 | 0.967 | 0.971 | 0.971 | 0.977 | 0.971 | 0.971 | 0.977 | 0.977 | 0.974 | 0.967 | 0.967 | 0.974 | 0.974 | 0.976 | 0.971 | 0.971 | 0.976 | 0.976 | 0.975 | 0.971 | 0.971 | 0.975 | 0.975 | 0.975 | 0.973 | 0.973 | 0.975 | 0.975
Lisheen 3 Windfarm | LS3 | GU_404420 | LISHEEN | 110 | 0.968 | 0.975 | 0.975 | 0.968 | 0.968 | 0.969 | 0.977 | 0.977 | 0.969 | 0.969 | 0.97 | 0.979 | 0.979 | 0.97 | 0.97 | 0.97 | 0.978 | 0.978 | 0.97 | 0.97 | 0.969 | 0.977 | 0.977 | 0.969 | 0.969 | 0.972 | 0.981 | 0.981 | 0.972 | 0.972 | 0.971 | 0.967 | 0.967 | 0.971 | 0.971 | 0.977 | 0.971 | 0.971 | 0.977 | 0.977 | 0.974 | 0.967 | 0.967 | 0.974 | 0.974 | 0.976 | 0.971 | 0.971 | 0.976 | 0.976 | 0.975 | 0.971 | 0.971 | 0.975 | 0.975 | 0.975 | 0.973 | 0.973 | 0.975 | 0.975
Lumcloon ESS 1 | LU1 | GU_404360 | DERRYCARNEY | 110 | 0.991 | 0.994 | 0.994 | 0.991 | 0.991 | 0.989 | 0.992 | 0.992 | 0.989 | 0.989 | 0.991 | 0.995 | 0.995 | 0.991 | 0.991 | 0.99 | 0.994 | 0.994 | 0.99 | 0.99 | 0.99 | 0.993 | 0.993 | 0.99 | 0.99 | 0.991 | 0.995 | 0.995 | 0.991 | 0.991 | 0.986 | 0.987 | 0.987 | 0.986 | 0.986 | 0.989 | 0.989 | 0.989 | 0.989 | 0.989 | 0.988 | 0.987 | 0.987 | 0.988 | 0.988 | 0.992 | 0.992 | 0.992 | 0.992 | 0.992 | 0.992 | 0.991 | 0.991 | 0.992 | 0.992 | 0.988 | 0.99 | 0.99 | 0.988 | 0.988
Lumcloon ESS 2 | LU2 | GU_404370 | DERRYCARNEY | 110 | 0.991 | 0.994 | 0.994 | 0.991 | 0.991 | 0.989 | 0.992 | 0.992 | 0.989 | 0.989 | 0.991 | 0.995 | 0.995 | 0.991 | 0.991 | 0.99 | 0.994 | 0.994 | 0.99 | 0.99 | 0.99 | 0.993 | 0.993 | 0.99 | 0.99 | 0.991 | 0.995 | 0.995 | 0.991 | 0.991 | 0.986 | 0.987 | 0.987 | 0.986 | 0.986 | 0.989 | 0.989 | 0.989 | 0.989 | 0.989 | 0.988 | 0.987 | 0.987 | 0.988 | 0.988 | 0.992 | 0.992 | 0.992 | 0.992 | 0.992 | 0.992 | 0.991 | 0.991 | 0.992 | 0.992 | 0.988 | 0.99 | 0.99 | 0.988 | 0.988
Lissycasey Windfarm | LY1 | GU_403950 | BOOLTIAGH | 110 | 0.975 | 0.978 | 0.978 | 0.975 | 0.975 | 0.976 | 0.978 | 0.978 | 0.976 | 0.976 | 0.978 | 0.98 | 0.98 | 0.978 | 0.978 | 0.978 | 0.98 | 0.98 | 0.978 | 0.978 | 0.977 | 0.979 | 0.979 | 0.977 | 0.977 | 0.979 | 0.981 | 0.981 | 0.979 | 0.979 | 0.976 | 0.978 | 0.978 | 0.976 | 0.976 | 0.981 | 0.984 | 0.984 | 0.981 | 0.981 | 0.979 | 0.981 | 0.981 | 0.979 | 0.979 | 0.981 | 0.982 | 0.982 | 0.981 | 0.981 | 0.98 | 0.981 | 0.981 | 0.98 | 0.98 | 0.981 | 0.984 | 0.984 | 0.981 | 0.981
Mulreavy Windfarm | MB1 | GU_401930 | MULREAVY | 110 | 0.97 | 0.974 | 0.974 | 0.97 | 0.97 | 0.972 | 0.976 | 0.976 | 0.972 | 0.972 | 0.97 | 0.974 | 0.974 | 0.97 | 0.97 | 0.968 | 0.974 | 0.974 | 0.968 | 0.968 | 0.969 | 0.976 | 0.976 | 0.969 | 0.969 | 0.969 | 0.975 | 0.975 | 0.969 | 0.969 | 0.965 | 0.977 | 0.977 | 0.965 | 0.965 | 0.96 | 0.974 | 0.974 | 0.96 | 0.96 | 0.961 | 0.976 | 0.976 | 0.961 | 0.961 | 0.962 | 0.976 | 0.976 | 0.962 | 0.962 | 0.962 | 0.976 | 0.976 | 0.962 | 0.962 | 0.962 | 0.975 | 0.975 | 0.962 | 0.962
Meenadreen South 2 Windfarm | MB2 | GU_401920 | MULREAVY | 110 | 0.97 | 0.974 | 0.974 | 0.97 | 0.97 | 0.972 | 0.976 | 0.976 | 0.972 | 0.972 | 0.97 | 0.974 | 0.974 | 0.97 | 0.97 | 0.968 | 0.974 | 0.974 | 0.968 | 0.968 | 0.969 | 0.976 | 0.976 | 0.969 | 0.969 | 0.969 | 0.975 | 0.975 | 0.969 | 0.969 | 0.965 | 0.977 | 0.977 | 0.965 | 0.965 | 0.96 | 0.974 | 0.974 | 0.96 | 0.96 | 0.961 | 0.976 | 0.976 | 0.961 | 0.961 | 0.962 | 0.976 | 0.976 | 0.962 | 0.962 | 0.962 | 0.976 | 0.976 | 0.962 | 0.962 | 0.962 | 0.975 | 0.975 | 0.962 | 0.962
Airoshin Windfarm | MC1 | GU_405870 | BINBANE | 110 | 0.973 | 0.978 | 0.978 | 0.973 | 0.973 | 0.975 | 0.98 | 0.98 | 0.975 | 0.975 | 0.974 | 0.978 | 0.978 | 0.974 | 0.974 | 0.972 | 0.978 | 0.978 | 0.972 | 0.972 | 0.973 | 0.981 | 0.981 | 0.973 | 0.973 | 0.973 | 0.979 | 0.979 | 0.973 | 0.973 | 0.968 | 0.98 | 0.98 | 0.968 | 0.968 | 0.963 | 0.978 | 0.978 | 0.963 | 0.963 | 0.964 | 0.98 | 0.98 | 0.964 | 0.964 | 0.965 | 0.979 | 0.979 | 0.965 | 0.965 | 0.965 | 0.98 | 0.98 | 0.965 | 0.965 | 0.965 | 0.979 | 0.979 | 0.965 | 0.965
Meentycat Generator Unit | MCT | GU_400070 | MEENTYCAT | 110 | 0.967 | 0.974 | 0.974 | 0.967 | 0.967 | 0.97 | 0.976 | 0.976 | 0.97 | 0.97 | 0.968 | 0.974 | 0.974 | 0.968 | 0.968 | 0.966 | 0.974 | 0.974 | 0.966 | 0.966 | 0.967 | 0.976 | 0.976 | 0.967 | 0.967 | 0.967 | 0.975 | 0.975 | 0.967 | 0.967 | 0.962 | 0.976 | 0.976 | 0.962 | 0.962 | 0.957 | 0.973 | 0.973 | 0.957 | 0.957 | 0.958 | 0.975 | 0.975 | 0.958 | 0.958 | 0.958 | 0.975 | 0.975 | 0.958 | 0.958 | 0.958 | 0.975 | 0.975 | 0.958 | 0.958 | 0.958 | 0.975 | 0.975 | 0.958 | 0.958
Monaincha Windfarm | MH1 | GU_401540 | IKERRIN | 110 | 0.979 | 0.985 | 0.985 | 0.979 | 0.979 | 0.98 | 0.986 | 0.986 | 0.98 | 0.98 | 0.982 | 0.988 | 0.988 | 0.982 | 0.982 | 0.981 | 0.988 | 0.988 | 0.981 | 0.981 | 0.981 | 0.987 | 0.987 | 0.981 | 0.981 | 0.983 | 0.99 | 0.99 | 0.983 | 0.983 | 0.981 | 0.974 | 0.974 | 0.981 | 0.981 | 0.986 | 0.976 | 0.976 | 0.986 | 0.986 | 0.983 | 0.972 | 0.972 | 0.983 | 0.983 | 0.986 | 0.977 | 0.977 | 0.986 | 0.986 | 0.985 | 0.977 | 0.977 | 0.985 | 0.985 | 0.984 | 0.979 | 0.979 | 0.984 | 0.984
Mountain Lodge Windfarm | ML1 | GU_400620 | RATRUSSAN | 110 | 0.994 | 0.998 | 0.998 | 0.994 | 0.994 | 0.996 | 1 | 1 | 0.996 | 0.996 | 0.994 | 0.998 | 0.998 | 0.994 | 0.994 | 0.993 | 0.998 | 0.998 | 0.993 | 0.993 | 0.994 | 0.999 | 0.999 | 0.994 | 0.994 | 0.992 | 0.997 | 0.997 | 0.992 | 0.992 | 0.99 | 0.998 | 0.998 | 0.99 | 0.99 | 0.986 | 0.995 | 0.995 | 0.986 | 0.986 | 0.987 | 0.993 | 0.993 | 0.987 | 0.987 | 0.986 | 0.996 | 0.996 | 0.986 | 0.986 | 0.986 | 0.997 | 0.997 | 0.986 | 0.986 | 0.986 | 0.996 | 0.996 | 0.986 | 0.986
Magheramore Windfarm | MM1 | GU_403400 | DALTON_A1 | 110 | 0.977 | 0.981 | 0.981 | 0.977 | 0.977 | 0.979 | 0.983 | 0.983 | 0.979 | 0.979 | 0.981 | 0.986 | 0.986 | 0.981 | 0.981 | 0.982 | 0.987 | 0.987 | 0.982 | 0.982 | 0.981 | 0.986 | 0.986 | 0.981 | 0.981 | 0.982 | 0.987 | 0.987 | 0.982 | 0.982 | 0.978 | 0.981 | 0.981 | 0.978 | 0.978 | 0.979 | 0.985 | 0.985 | 0.979 | 0.979 | 0.979 | 0.984 | 0.984 | 0.979 | 0.979 | 0.978 | 0.983 | 0.983 | 0.978 | 0.978 | 0.978 | 0.983 | 0.983 | 0.978 | 0.978 | 0.98 | 0.986 | 0.986 | 0.98 | 0.98
Moanmore Windfarm Generator Unit | MMR | GU_400970 | TULLABRACK | 110 | 0.976 | 0.978 | 0.978 | 0.976 | 0.976 | 0.977 | 0.978 | 0.978 | 0.977 | 0.977 | 0.979 | 0.98 | 0.98 | 0.979 | 0.979 | 0.979 | 0.98 | 0.98 | 0.979 | 0.979 | 0.978 | 0.979 | 0.979 | 0.978 | 0.978 | 0.979 | 0.981 | 0.981 | 0.979 | 0.979 | 0.977 | 0.978 | 0.978 | 0.977 | 0.977 | 0.983 | 0.984 | 0.984 | 0.983 | 0.983 | 0.981 | 0.982 | 0.982 | 0.981 | 0.981 | 0.982 | 0.983 | 0.983 | 0.982 | 0.982 | 0.982 | 0.982 | 0.982 | 0.982 | 0.982 | 0.983 | 0.984 | 0.984 | 0.983 | 0.983
Mount Lucas Windfarm Limited | MO1 | GU_401690 | MOUNT LUCAS | 110 | 0.985 | 0.988 | 0.988 | 0.985 | 0.985 | 0.972 | 0.976 | 0.976 | 0.972 | 0.972 | 0.977 | 0.981 | 0.981 | 0.977 | 0.977 | 0.974 | 0.978 | 0.978 | 0.974 | 0.974 | 0.973 | 0.977 | 0.977 | 0.973 | 0.973 | 0.974 | 0.977 | 0.977 | 0.974 | 0.974 | 0.973 | 0.975 | 0.975 | 0.973 | 0.973 | 0.972 | 0.973 | 0.973 | 0.972 | 0.972 | 0.972 | 0.973 | 0.973 | 0.972 | 0.972 | 0.986 | 0.987 | 0.987 | 0.986 | 0.986 | 0.987 | 0.989 | 0.989 | 0.987 | 0.987 | 0.972 | 0.974 | 0.974 | 0.972 | 0.972
Moneypoint 1 Generator Unit | MP1 | GU_400270 | MNYPG1 | 380 | 0.981 | 0.981 | 0.981 | 0.981 | 0.981 | 0.982 | 0.981 | 0.981 | 0.982 | 0.982 | 0.983 | 0.983 | 0.983 | 0.983 | 0.983 | 0.983 | 0.982 | 0.982 | 0.983 | 0.983 | 0.983 | 0.982 | 0.982 | 0.983 | 0.983 | 0.984 | 0.983 | 0.983 | 0.984 | 0.984 | 0.982 | 0.981 | 0.981 | 0.982 | 0.982 | 0.986 | 0.986 | 0.986 | 0.986 | 0.986 | 0.985 | 0.984 | 0.984 | 0.985 | 0.985 | 0.986 | 0.986 | 0.986 | 0.986 | 0.986 | 0.986 | 0.985 | 0.985 | 0.986 | 0.986 | 0.987 | 0.987 | 0.987 | 0.987 | 0.987
Moneypoint 2 Generator Unit | MP2 | GU_400271 | MNYPG1 | 380 | 0.981 | 0.981 | 0.981 | 0.981 | 0.981 | 0.982 | 0.981 | 0.981 | 0.982 | 0.982 | 0.983 | 0.983 | 0.983 | 0.983 | 0.983 | 0.983 | 0.982 | 0.982 | 0.983 | 0.983 | 0.983 | 0.982 | 0.982 | 0.983 | 0.983 | 0.984 | 0.983 | 0.983 | 0.984 | 0.984 | 0.982 | 0.981 | 0.981 | 0.982 | 0.982 | 0.986 | 0.986 | 0.986 | 0.986 | 0.986 | 0.985 | 0.984 | 0.984 | 0.985 | 0.985 | 0.986 | 0.986 | 0.986 | 0.986 | 0.986 | 0.986 | 0.985 | 0.985 | 0.986 | 0.986 | 0.987 | 0.987 | 0.987 | 0.987 | 0.987
Moneypoint 3 Generator Unit | MP3 | GU_400272 | MNYPG1 | 380 | 0.981 | 0.981 | 0.981 | 0.981 | 0.981 | 0.982 | 0.981 | 0.981 | 0.982 | 0.982 | 0.983 | 0.983 | 0.983 | 0.983 | 0.983 | 0.983 | 0.982 | 0.982 | 0.983 | 0.983 | 0.983 | 0.982 | 0.982 | 0.983 | 0.983 | 0.984 | 0.983 | 0.983 | 0.984 | 0.984 | 0.982 | 0.981 | 0.981 | 0.982 | 0.982 | 0.986 | 0.986 | 0.986 | 0.986 | 0.986 | 0.985 | 0.984 | 0.984 | 0.985 | 0.985 | 0.986 | 0.986 | 0.986 | 0.986 | 0.986 | 0.986 | 0.985 | 0.985 | 0.986 | 0.986 | 0.987 | 0.987 | 0.987 | 0.987 | 0.987
Moneypoint Sync Comp | MP5 | GU_405170 | MONEYPOINT | 110 | 0.977 | 0.978 | 0.978 | 0.977 | 0.977 | 0.978 | 0.978 | 0.978 | 0.978 | 0.978 | 0.979 | 0.98 | 0.98 | 0.979 | 0.979 | 0.979 | 0.979 | 0.979 | 0.979 | 0.979 | 0.979 | 0.979 | 0.979 | 0.979 | 0.979 | 0.98 | 0.981 | 0.981 | 0.98 | 0.98 | 0.978 | 0.978 | 0.978 | 0.978 | 0.978 | 0.983 | 0.984 | 0.984 | 0.983 | 0.983 | 0.981 | 0.982 | 0.982 | 0.981 | 0.981 | 0.983 | 0.983 | 0.983 | 0.983 | 0.983 | 0.983 | 0.982 | 0.982 | 0.983 | 0.983 | 0.984 | 0.984 | 0.984 | 0.984 | 0.984
Moneypoint Windfarm | MP9 | GU_402080 | MONEYPOINT | 110 | 0.977 | 0.978 | 0.978 | 0.977 | 0.977 | 0.978 | 0.978 | 0.978 | 0.978 | 0.978 | 0.979 | 0.98 | 0.98 | 0.979 | 0.979 | 0.979 | 0.979 | 0.979 | 0.979 | 0.979 | 0.979 | 0.979 | 0.979 | 0.979 | 0.979 | 0.98 | 0.981 | 0.981 | 0.98 | 0.98 | 0.978 | 0.978 | 0.978 | 0.978 | 0.978 | 0.983 | 0.984 | 0.984 | 0.983 | 0.983 | 0.981 | 0.982 | 0.982 | 0.981 | 0.981 | 0.983 | 0.983 | 0.983 | 0.983 | 0.983 | 0.983 | 0.982 | 0.982 | 0.983 | 0.983 | 0.984 | 0.984 | 0.984 | 0.984 | 0.984
Mauricetown Windfarm | MR1 | GU_403980 | GLENLARA | 110 | 0.962 | 0.969 | 0.969 | 0.962 | 0.962 | 0.964 | 0.97 | 0.97 | 0.964 | 0.964 | 0.968 | 0.973 | 0.973 | 0.968 | 0.968 | 0.967 | 0.974 | 0.974 | 0.967 | 0.967 | 0.967 | 0.973 | 0.973 | 0.967 | 0.967 | 0.969 | 0.977 | 0.977 | 0.969 | 0.969 | 0.967 | 0.968 | 0.968 | 0.967 | 0.967 | 0.983 | 0.984 | 0.984 | 0.983 | 0.983 | 0.978 | 0.977 | 0.977 | 0.978 | 0.978 | 0.979 | 0.977 | 0.977 | 0.979 | 0.979 | 0.976 | 0.975 | 0.975 | 0.976 | 0.976 | 0.978 | 0.979 | 0.979 | 0.978 | 0.978
Muingnaminnane Generator Unit | MU1 | GU_400960 | TRALEE | 110 | 0.97 | 0.974 | 0.974 | 0.97 | 0.97 | 0.972 | 0.974 | 0.974 | 0.972 | 0.972 | 0.974 | 0.977 | 0.977 | 0.974 | 0.974 | 0.974 | 0.977 | 0.977 | 0.974 | 0.974 | 0.974 | 0.976 | 0.976 | 0.974 | 0.974 | 0.975 | 0.978 | 0.978 | 0.975 | 0.975 | 0.972 | 0.972 | 0.972 | 0.972 | 0.972 | 0.98 | 0.98 | 0.98 | 0.98 | 0.98 | 0.977 | 0.976 | 0.976 | 0.977 | 0.977 | 0.978 | 0.977 | 0.977 | 0.978 | 0.978 | 0.978 | 0.977 | 0.977 | 0.978 | 0.978 | 0.979 | 0.98 | 0.98 | 0.979 | 0.979
Raheen Barr Gen Unit | MXE | GU_403740 | CASTLEBAR | 110 | 0.972 | 0.977 | 0.977 | 0.972 | 0.972 | 0.975 | 0.98 | 0.98 | 0.975 | 0.975 | 0.977 | 0.982 | 0.982 | 0.977 | 0.977 | 0.978 | 0.984 | 0.984 | 0.978 | 0.978 | 0.977 | 0.982 | 0.982 | 0.977 | 0.977 | 0.978 | 0.983 | 0.983 | 0.978 | 0.978 | 0.974 | 0.977 | 0.977 | 0.974 | 0.974 | 0.974 | 0.979 | 0.979 | 0.974 | 0.974 | 0.973 | 0.979 | 0.979 | 0.973 | 0.973 | 0.972 | 0.978 | 0.978 | 0.972 | 0.972 | 0.973 | 0.977 | 0.977 | 0.973 | 0.973 | 0.975 | 0.98 | 0.98 | 0.975 | 0.975
Blundelstown Solar | NA1 | GU_405900 | BLUNDELSTOWN | 110 | 1.013 | 1.008 | 1.008 | 1.013 | 1.013 | 1.01 | 1.006 | 1.006 | 1.01 | 1.01 | 1.01 | 1.007 | 1.007 | 1.01 | 1.01 | 1.013 | 1.009 | 1.009 | 1.013 | 1.013 | 1.013 | 1.008 | 1.008 | 1.013 | 1.013 | 1.011 | 1.005 | 1.005 | 1.011 | 1.011 | 1.012 | 1.006 | 1.006 | 1.012 | 1.012 | 1.008 | 1.003 | 1.003 | 1.008 | 1.008 | 1.009 | 1.002 | 1.002 | 1.009 | 1.009 | 1.009 | 1.004 | 1.004 | 1.009 | 1.009 | 1.01 | 1.005 | 1.005 | 1.01 | 1.01 | 1.011 | 1.005 | 1.005 | 1.011 | 1.011
Gillinstown Solar | NB1 | GU_405190 | Garballagh | 110 | 1.009 | 1.004 | 1.004 | 1.009 | 1.009 | 1.008 | 1.005 | 1.005 | 1.008 | 1.008 | 1.007 | 1.005 | 1.005 | 1.007 | 1.007 | 1.008 | 1.005 | 1.005 | 1.008 | 1.008 | 1.008 | 1.005 | 1.005 | 1.008 | 1.008 | 1.006 | 1.001 | 1.001 | 1.006 | 1.006 | 1.007 | 1.003 | 1.003 | 1.007 | 1.007 | 1.003 | 0.999 | 0.999 | 1.003 | 1.003 | 1.004 | 0.998 | 0.998 | 1.004 | 1.004 | 1.003 | 1 | 1 | 1.003 | 1.003 | 1.004 | 1.001 | 1.001 | 1.004 | 1.004 | 1.004 | 1.002 | 1.002 | 1.004 | 1.004
Cloghan Windfarm | NC1 | GU_405160 | DERRYCARNEY | 110 | 0.991 | 0.994 | 0.994 | 0.991 | 0.991 | 0.989 | 0.992 | 0.992 | 0.989 | 0.989 | 0.991 | 0.995 | 0.995 | 0.991 | 0.991 | 0.99 | 0.994 | 0.994 | 0.99 | 0.99 | 0.99 | 0.993 | 0.993 | 0.99 | 0.99 | 0.991 | 0.995 | 0.995 | 0.991 | 0.991 | 0.986 | 0.987 | 0.987 | 0.986 | 0.986 | 0.989 | 0.989 | 0.989 | 0.989 | 0.989 | 0.988 | 0.987 | 0.987 | 0.988 | 0.988 | 0.992 | 0.992 | 0.992 | 0.992 | 0.992 | 0.992 | 0.991 | 0.991 | 0.992 | 0.992 | 0.988 | 0.99 | 0.99 | 0.988 | 0.988
North Wall TEG1 | NW8 | GU_405850 | NORTH WALL | 220 | 1.007 | 1.005 | 1.005 | 1.007 | 1.007 | 1.006 | 1.002 | 1.002 | 1.006 | 1.006 | 1.006 | 1.003 | 1.003 | 1.006 | 1.006 | 1.009 | 1.005 | 1.005 | 1.009 | 1.009 | 1.008 | 1.004 | 1.004 | 1.008 | 1.008 | 1.007 | 1.003 | 1.003 | 1.007 | 1.007 | 1.008 | 1.005 | 1.005 | 1.008 | 1.008 | 1.005 | 1.003 | 1.003 | 1.005 | 1.005 | 1.006 | 1.002 | 1.002 | 1.006 | 1.006 | 1.005 | 1.002 | 1.002 | 1.005 | 1.005 | 1.006 | 1.003 | 1.003 | 1.006 | 1.006 | 1.007 | 1.003 | 1.003 | 1.007 | 1.007
Meenbog | OA1 | GU_404930 | CLOGHER | 110 | 0.97 | 0.974 | 0.974 | 0.97 | 0.97 | 0.972 | 0.976 | 0.976 | 0.972 | 0.972 | 0.97 | 0.974 | 0.974 | 0.97 | 0.97 | 0.968 | 0.974 | 0.974 | 0.968 | 0.968 | 0.969 | 0.976 | 0.976 | 0.969 | 0.969 | 0.97 | 0.975 | 0.975 | 0.97 | 0.97 | 0.965 | 0.977 | 0.977 | 0.965 | 0.965 | 0.961 | 0.975 | 0.975 | 0.961 | 0.961 | 0.962 | 0.976 | 0.976 | 0.962 | 0.962 | 0.962 | 0.976 | 0.976 | 0.962 | 0.962 | 0.962 | 0.976 | 0.976 | 0.962 | 0.962 | 0.963 | 0.975 | 0.975 | 0.963 | 0.963
Gorey BESS | OD1 | GU_404540 | BANOGE | 110 | 0.991 | 0.989 | 0.989 | 0.991 | 0.991 | 0.992 | 0.991 | 0.991 | 0.992 | 0.992 | 0.988 | 0.991 | 0.991 | 0.988 | 0.988 | 0.987 | 0.988 | 0.988 | 0.987 | 0.987 | 0.988 | 0.987 | 0.987 | 0.988 | 0.988 | 0.99 | 0.99 | 0.99 | 0.99 | 0.99 | 0.987 | 0.985 | 0.985 | 0.987 | 0.987 | 0.988 | 0.985 | 0.985 | 0.988 | 0.988 | 0.988 | 0.984 | 0.984 | 0.988 | 0.988 | 0.989 | 0.985 | 0.985 | 0.989 | 0.989 | 0.988 | 0.983 | 0.983 | 0.988 | 0.988 | 0.987 | 0.984 | 0.984 | 0.987 | 0.987
Cloncreen Windfarm | OE1 | GU_405140 | KILCUMBER | 110 | 0.985 | 0.99 | 0.99 | 0.985 | 0.985 | 0.969 | 0.975 | 0.975 | 0.969 | 0.969 | 0.975 | 0.981 | 0.981 | 0.975 | 0.975 | 0.971 | 0.978 | 0.978 | 0.971 | 0.971 | 0.97 | 0.976 | 0.976 | 0.97 | 0.97 | 0.971 | 0.977 | 0.977 | 0.971 | 0.971 | 0.97 | 0.975 | 0.975 | 0.97 | 0.97 | 0.97 | 0.973 | 0.973 | 0.97 | 0.97 | 0.97 | 0.973 | 0.973 | 0.97 | 0.97 | 0.987 | 0.99 | 0.99 | 0.987 | 0.987 | 0.99 | 0.99 | 0.99 | 0.99 | 0.99 | 0.97 | 0.974 | 0.974 | 0.97 | 0.97
Cloncreen BESS | OE2 | GU_407320 | KILCUMBER | 110 | 0.985 | 0.99 | 0.99 | 0.985 | 0.985 | 0.969 | 0.975 | 0.975 | 0.969 | 0.969 | 0.975 | 0.981 | 0.981 | 0.975 | 0.975 | 0.971 | 0.978 | 0.978 | 0.971 | 0.971 | 0.97 | 0.976 | 0.976 | 0.97 | 0.97 | 0.971 | 0.977 | 0.977 | 0.971 | 0.971 | 0.97 | 0.975 | 0.975 | 0.97 | 0.97 | 0.97 | 0.973 | 0.973 | 0.97 | 0.97 | 0.97 | 0.973 | 0.973 | 0.97 | 0.97 | 0.987 | 0.99 | 0.99 | 0.987 | 0.987 | 0.99 | 0.99 | 0.99 | 0.99 | 0.99 | 0.97 | 0.974 | 0.974 | 0.97 | 0.97
Coollegrean Windfarm | OG1 | GU_403920 | CORDAL | 110 | 0.963 | 0.966 | 0.966 | 0.963 | 0.963 | 0.964 | 0.966 | 0.966 | 0.964 | 0.964 | 0.966 | 0.969 | 0.969 | 0.966 | 0.966 | 0.966 | 0.968 | 0.968 | 0.966 | 0.966 | 0.966 | 0.968 | 0.968 | 0.966 | 0.966 | 0.967 | 0.971 | 0.971 | 0.967 | 0.967 | 0.965 | 0.966 | 0.966 | 0.965 | 0.965 | 0.976 | 0.977 | 0.977 | 0.976 | 0.976 | 0.973 | 0.973 | 0.973 | 0.973 | 0.973 | 0.974 | 0.973 | 0.973 | 0.974 | 0.974 | 0.972 | 0.972 | 0.972 | 0.972 | 0.972 | 0.974 | 0.974 | 0.974 | 0.974 | 0.974
Oweninney Windfarm 1 | OY1 | GU_403760 | SRAHNAKILLY | 110 | 0.948 | 0.958 | 0.958 | 0.948 | 0.948 | 0.951 | 0.961 | 0.961 | 0.951 | 0.951 | 0.953 | 0.963 | 0.963 | 0.953 | 0.953 | 0.953 | 0.964 | 0.964 | 0.953 | 0.953 | 0.953 | 0.963 | 0.963 | 0.953 | 0.953 | 0.953 | 0.963 | 0.963 | 0.953 | 0.953 | 0.948 | 0.957 | 0.957 | 0.948 | 0.948 | 0.948 | 0.958 | 0.958 | 0.948 | 0.948 | 0.947 | 0.958 | 0.958 | 0.947 | 0.947 | 0.946 | 0.957 | 0.957 | 0.946 | 0.946 | 0.947 | 0.957 | 0.957 | 0.947 | 0.947 | 0.948 | 0.959 | 0.959 | 0.948 | 0.948
Oweninney Windfarm 2 | OY2 | GU_405130 | SRAHNAKILLY | 110 | 0.948 | 0.958 | 0.958 | 0.948 | 0.948 | 0.951 | 0.961 | 0.961 | 0.951 | 0.951 | 0.953 | 0.963 | 0.963 | 0.953 | 0.953 | 0.953 | 0.964 | 0.964 | 0.953 | 0.953 | 0.953 | 0.963 | 0.963 | 0.953 | 0.953 | 0.953 | 0.963 | 0.963 | 0.953 | 0.953 | 0.948 | 0.957 | 0.957 | 0.948 | 0.948 | 0.948 | 0.958 | 0.958 | 0.948 | 0.948 | 0.947 | 0.958 | 0.958 | 0.947 | 0.947 | 0.946 | 0.957 | 0.957 | 0.946 | 0.946 | 0.947 | 0.957 | 0.957 | 0.947 | 0.947 | 0.948 | 0.959 | 0.959 | 0.948 | 0.948
Poolbeg OCGT | PB7 | GU_403620 | SHELLYBANKS | 220 | 1.006 | 1.004 | 1.004 | 1.006 | 1.006 | 1.005 | 1.002 | 1.002 | 1.005 | 1.005 | 1.006 | 1.003 | 1.003 | 1.006 | 1.006 | 1.007 | 1.004 | 1.004 | 1.007 | 1.007 | 1.007 | 1.003 | 1.003 | 1.007 | 1.007 | 1.007 | 1.004 | 1.004 | 1.007 | 1.007 | 1.008 | 1.005 | 1.005 | 1.008 | 1.008 | 1.006 | 1.004 | 1.004 | 1.006 | 1.006 | 1.006 | 1.004 | 1.004 | 1.006 | 1.006 | 1.006 | 1.003 | 1.003 | 1.006 | 1.006 | 1.006 | 1.002 | 1.002 | 1.006 | 1.006 | 1.007 | 1.003 | 1.003 | 1.007 | 1.007
Poolbeg BESS | PB8 | GU_403660 | SHELLYBANKS | 220 | 1.006 | 1.004 | 1.004 | 1.006 | 1.006 | 1.005 | 1.002 | 1.002 | 1.005 | 1.005 | 1.006 | 1.003 | 1.003 | 1.006 | 1.006 | 1.007 | 1.004 | 1.004 | 1.007 | 1.007 | 1.007 | 1.003 | 1.003 | 1.007 | 1.007 | 1.007 | 1.004 | 1.004 | 1.007 | 1.007 | 1.008 | 1.005 | 1.005 | 1.008 | 1.008 | 1.006 | 1.004 | 1.004 | 1.006 | 1.006 | 1.006 | 1.004 | 1.004 | 1.006 | 1.006 | 1.006 | 1.003 | 1.003 | 1.006 | 1.006 | 1.006 | 1.002 | 1.002 | 1.006 | 1.006 | 1.007 | 1.003 | 1.003 | 1.007 | 1.007
Shellybanks PBA | PBA | GU_400324 | SHELLYBANKS | 220 | 1.006 | 1.004 | 1.004 | 1.006 | 1.006 | 1.005 | 1.002 | 1.002 | 1.005 | 1.005 | 1.006 | 1.003 | 1.003 | 1.006 | 1.006 | 1.007 | 1.004 | 1.004 | 1.007 | 1.007 | 1.007 | 1.003 | 1.003 | 1.007 | 1.007 | 1.007 | 1.004 | 1.004 | 1.007 | 1.007 | 1.008 | 1.005 | 1.005 | 1.008 | 1.008 | 1.006 | 1.004 | 1.004 | 1.006 | 1.006 | 1.006 | 1.004 | 1.004 | 1.006 | 1.006 | 1.006 | 1.003 | 1.003 | 1.006 | 1.006 | 1.006 | 1.002 | 1.002 | 1.006 | 1.006 | 1.007 | 1.003 | 1.003 | 1.007 | 1.007
Shellybanks PBB | PBB | GU_400325 | SHELLYBANKS | 220 | 1.006 | 1.004 | 1.004 | 1.006 | 1.006 | 1.005 | 1.002 | 1.002 | 1.005 | 1.005 | 1.006 | 1.003 | 1.003 | 1.006 | 1.006 | 1.007 | 1.004 | 1.004 | 1.007 | 1.007 | 1.007 | 1.003 | 1.003 | 1.007 | 1.007 | 1.007 | 1.004 | 1.004 | 1.007 | 1.007 | 1.008 | 1.005 | 1.005 | 1.008 | 1.008 | 1.006 | 1.004 | 1.004 | 1.006 | 1.006 | 1.006 | 1.004 | 1.004 | 1.006 | 1.006 | 1.006 | 1.003 | 1.003 | 1.006 | 1.006 | 1.006 | 1.002 | 1.002 | 1.006 | 1.006 | 1.007 | 1.003 | 1.003 | 1.007 | 1.007
Porterstown BESS | PN1 | GU_405070 | KILTEEL | 110 | 1.006 | 1.007 | 1.007 | 1.006 | 1.006 | 1.002 | 1.003 | 1.003 | 1.002 | 1.002 | 1.004 | 1.006 | 1.006 | 1.004 | 1.004 | 1.003 | 1.005 | 1.005 | 1.003 | 1.003 | 1.003 | 1.004 | 1.004 | 1.003 | 1.003 | 1.003 | 1.005 | 1.005 | 1.003 | 1.003 | 1.001 | 1.002 | 1.002 | 1.001 | 1.001 | 1 | 1.001 | 1.001 | 1 | 1 | 1 | 1 | 1 | 1 | 1 | 1.004 | 1.005 | 1.005 | 1.004 | 1.004 | 1.005 | 1.005 | 1.005 | 1.005 | 1.005 | 1 | 1.001 | 1.001 | 1 | 1
Castlepook Windfarm | PO1 | GU_402190 | CHARLEVILLE | 110 | 0.963 | 0.969 | 0.969 | 0.963 | 0.963 | 0.964 | 0.97 | 0.97 | 0.964 | 0.964 | 0.968 | 0.972 | 0.972 | 0.968 | 0.968 | 0.968 | 0.973 | 0.973 | 0.968 | 0.968 | 0.967 | 0.972 | 0.972 | 0.967 | 0.967 | 0.969 | 0.976 | 0.976 | 0.969 | 0.969 | 0.966 | 0.968 | 0.968 | 0.966 | 0.966 | 0.983 | 0.983 | 0.983 | 0.983 | 0.983 | 0.977 | 0.977 | 0.977 | 0.977 | 0.977 | 0.978 | 0.977 | 0.977 | 0.978 | 0.978 | 0.975 | 0.975 | 0.975 | 0.975 | 0.975 | 0.977 | 0.978 | 0.978 | 0.977 | 0.977
Moanvane Winfarm | QA1 | GU_407330 | MOUNT LUCAS | 110 | 0.985 | 0.988 | 0.988 | 0.985 | 0.985 | 0.972 | 0.976 | 0.976 | 0.972 | 0.972 | 0.977 | 0.981 | 0.981 | 0.977 | 0.977 | 0.974 | 0.978 | 0.978 | 0.974 | 0.974 | 0.973 | 0.977 | 0.977 | 0.973 | 0.973 | 0.974 | 0.977 | 0.977 | 0.974 | 0.974 | 0.973 | 0.975 | 0.975 | 0.973 | 0.973 | 0.972 | 0.973 | 0.973 | 0.972 | 0.972 | 0.972 | 0.973 | 0.973 | 0.972 | 0.972 | 0.986 | 0.987 | 0.987 | 0.986 | 0.986 | 0.987 | 0.989 | 0.989 | 0.987 | 0.987 | 0.972 | 0.974 | 0.974 | 0.972 | 0.972
Gaskinstown Solar | QB1 | GU_407030 | DEENES | 110 | 1.009 | 1.007 | 1.007 | 1.009 | 1.009 | 1.009 | 1.007 | 1.007 | 1.009 | 1.009 | 1.008 | 1.006 | 1.006 | 1.008 | 1.008 | 1.009 | 1.007 | 1.007 | 1.009 | 1.009 | 1.009 | 1.007 | 1.007 | 1.009 | 1.009 | 1.007 | 1.004 | 1.004 | 1.007 | 1.007 | 1.008 | 1.007 | 1.007 | 1.008 | 1.008 | 1.004 | 1.002 | 1.002 | 1.004 | 1.004 | 1.005 | 1.001 | 1.001 | 1.005 | 1.005 | 1.004 | 1.003 | 1.003 | 1.004 | 1.004 | 1.005 | 1.004 | 1.004 | 1.005 | 1.005 | 1.005 | 1.004 | 1.004 | 1.005 | 1.005
Rathcahill West Windfarm | RC1 | GU_401080 | RATHKEALE | 110 | 0.977 | 0.98 | 0.98 | 0.977 | 0.977 | 0.977 | 0.98 | 0.98 | 0.977 | 0.977 | 0.979 | 0.982 | 0.982 | 0.979 | 0.979 | 0.979 | 0.982 | 0.982 | 0.979 | 0.979 | 0.979 | 0.982 | 0.982 | 0.979 | 0.979 | 0.981 | 0.985 | 0.985 | 0.981 | 0.981 | 0.981 | 0.98 | 0.98 | 0.981 | 0.981 | 0.986 | 0.986 | 0.986 | 0.986 | 0.986 | 0.984 | 0.983 | 0.983 | 0.984 | 0.984 | 0.985 | 0.984 | 0.984 | 0.985 | 0.985 | 0.985 | 0.983 | 0.983 | 0.985 | 0.985 | 0.986 | 0.986 | 0.986 | 0.986 | 0.986
Boolinrudda Windfarm | RD1 | GU_402270 | SLIEVECALLAN | 110 | 0.978 | 0.981 | 0.981 | 0.978 | 0.978 | 0.978 | 0.981 | 0.981 | 0.978 | 0.978 | 0.98 | 0.984 | 0.984 | 0.98 | 0.98 | 0.98 | 0.984 | 0.984 | 0.98 | 0.98 | 0.98 | 0.983 | 0.983 | 0.98 | 0.98 | 0.982 | 0.985 | 0.985 | 0.982 | 0.982 | 0.978 | 0.981 | 0.981 | 0.978 | 0.978 | 0.983 | 0.987 | 0.987 | 0.983 | 0.983 | 0.981 | 0.984 | 0.984 | 0.981 | 0.981 | 0.982 | 0.985 | 0.985 | 0.982 | 0.982 | 0.982 | 0.984 | 0.984 | 0.982 | 0.982 | 0.983 | 0.986 | 0.986 | 0.983 | 0.983
Richfield Generator Unit | RF1 | GU_400080 | WEXFORD | 110 | 0.983 | 0.983 | 0.983 | 0.983 | 0.983 | 0.985 | 0.986 | 0.986 | 0.985 | 0.985 | 0.98 | 0.986 | 0.986 | 0.98 | 0.98 | 0.978 | 0.982 | 0.982 | 0.978 | 0.978 | 0.979 | 0.981 | 0.981 | 0.979 | 0.979 | 0.982 | 0.984 | 0.984 | 0.982 | 0.982 | 0.977 | 0.976 | 0.976 | 0.977 | 0.977 | 0.979 | 0.977 | 0.977 | 0.979 | 0.979 | 0.978 | 0.975 | 0.975 | 0.978 | 0.978 | 0.981 | 0.977 | 0.977 | 0.981 | 0.981 | 0.98 | 0.976 | 0.976 | 0.98 | 0.98 | 0.978 | 0.976 | 0.976 | 0.978 | 0.978
Raheenleagh | RL1 | GU_401940 | ARKLOW | 110 | 0.996 | 0.994 | 0.994 | 0.996 | 0.996 | 0.997 | 0.995 | 0.995 | 0.997 | 0.997 | 0.994 | 0.996 | 0.996 | 0.994 | 0.994 | 0.994 | 0.994 | 0.994 | 0.994 | 0.994 | 0.994 | 0.993 | 0.993 | 0.994 | 0.994 | 0.996 | 0.996 | 0.996 | 0.996 | 0.996 | 0.995 | 0.992 | 0.992 | 0.995 | 0.995 | 0.995 | 0.993 | 0.993 | 0.995 | 0.995 | 0.995 | 0.992 | 0.992 | 0.995 | 0.995 | 0.995 | 0.992 | 0.992 | 0.995 | 0.995 | 0.994 | 0.99 | 0.99 | 0.994 | 0.994 | 0.994 | 0.991 | 0.991 | 0.994 | 0.994
Rosspile Solar | RO1 | GU_405150 | ROSSPILE | 110 | 0.98 | 0.98 | 0.98 | 0.98 | 0.98 | 0.983 | 0.983 | 0.983 | 0.983 | 0.983 | 0.976 | 0.982 | 0.982 | 0.976 | 0.976 | 0.975 | 0.978 | 0.978 | 0.975 | 0.975 | 0.976 | 0.977 | 0.977 | 0.976 | 0.976 | 0.979 | 0.98 | 0.98 | 0.979 | 0.979 | 0.974 | 0.972 | 0.972 | 0.974 | 0.974 | 0.976 | 0.974 | 0.974 | 0.976 | 0.976 | 0.975 | 0.972 | 0.972 | 0.975 | 0.975 | 0.979 | 0.974 | 0.974 | 0.979 | 0.979 | 0.978 | 0.972 | 0.972 | 0.978 | 0.978 | 0.975 | 0.973 | 0.973 | 0.975 | 0.975
Rhode Peaking 1 Generator Unit | RP1 | GU_400770 | DERRYIRON | 110 | 1.004 | 1.003 | 1.003 | 1.004 | 1.004 | 1 | 0.999 | 0.999 | 1 | 1 | 1.002 | 1.002 | 1.002 | 1.002 | 1.002 | 1.002 | 1.001 | 1.001 | 1.002 | 1.002 | 1.001 | 1 | 1 | 1.001 | 1.001 | 1.002 | 1 | 1 | 1.002 | 1.002 | 0.999 | 0.997 | 0.997 | 0.999 | 0.999 | 0.998 | 0.995 | 0.995 | 0.998 | 0.998 | 0.998 | 0.995 | 0.995 | 0.998 | 0.998 | 1.002 | 1 | 1 | 1.002 | 1.002 | 1.003 | 1 | 1 | 1.003 | 1.003 | 0.998 | 0.997 | 0.997 | 0.998 | 0.998
Rhode Peaking 2 Generator Unit | RP2 | GU_400771 | DERRYIRON | 110 | 1.004 | 1.003 | 1.003 | 1.004 | 1.004 | 1 | 0.999 | 0.999 | 1 | 1 | 1.002 | 1.002 | 1.002 | 1.002 | 1.002 | 1.002 | 1.001 | 1.001 | 1.002 | 1.002 | 1.001 | 1 | 1 | 1.001 | 1.001 | 1.002 | 1 | 1 | 1.002 | 1.002 | 0.999 | 0.997 | 0.997 | 0.999 | 0.999 | 0.998 | 0.995 | 0.995 | 0.998 | 0.998 | 0.998 | 0.995 | 0.995 | 0.998 | 0.998 | 1.002 | 1 | 1 | 1.002 | 1.002 | 1.003 | 1 | 1 | 1.003 | 1.003 | 0.998 | 0.997 | 0.997 | 0.998 | 0.998
Raragh 2 Windfarm | RR2 | GU_403970 | MEATH HILL | 110 | 1.002 | 1.003 | 1.003 | 1.002 | 1.002 | 1.003 | 1.005 | 1.005 | 1.003 | 1.003 | 1.001 | 1.003 | 1.003 | 1.001 | 1.001 | 1 | 1.003 | 1.003 | 1 | 1 | 1.001 | 1.004 | 1.004 | 1.001 | 1.001 | 0.999 | 1.001 | 1.001 | 0.999 | 0.999 | 0.998 | 1.003 | 1.003 | 0.998 | 0.998 | 0.993 | 0.999 | 0.999 | 0.993 | 0.993 | 0.994 | 0.998 | 0.998 | 0.994 | 0.994 | 0.993 | 1 | 1 | 0.993 | 0.993 | 0.994 | 1.001 | 1.001 | 0.994 | 0.994 | 0.993 | 1.001 | 1.001 | 0.993 | 0.993
Rathnaskilloge Solar Farm | RT1 | GU_407040 | RATHNASKILLOGE | 110 | - | - | - | - | - | - | - | - | - | - | 0.969 | 0.974 | 0.974 | 0.969 | 0.969 | 0.968 | 0.971 | 0.971 | 0.968 | 0.968 | 0.968 | 0.97 | 0.97 | 0.968 | 0.968 | 0.971 | 0.973 | 0.973 | 0.971 | 0.971 | 0.966 | 0.965 | 0.965 | 0.966 | 0.966 | 0.976 | 0.973 | 0.973 | 0.976 | 0.976 | 0.973 | 0.969 | 0.969 | 0.973 | 0.973 | 0.976 | 0.97 | 0.97 | 0.976 | 0.976 | 0.974 | 0.968 | 0.968 | 0.974 | 0.974 | 0.972 | 0.97 | 0.97 | 0.972 | 0.972
Sliabh Bawn Windfarm | SB1 | GU_401900 | SLIABH BAWN | 110 | 0.994 | 0.997 | 0.997 | 0.994 | 0.994 | 0.995 | 0.998 | 0.998 | 0.995 | 0.995 | 0.996 | 1 | 1 | 0.996 | 0.996 | 0.996 | 1 | 1 | 0.996 | 0.996 | 0.995 | 0.999 | 0.999 | 0.995 | 0.995 | 0.995 | 0.999 | 0.999 | 0.995 | 0.995 | 0.989 | 0.994 | 0.994 | 0.989 | 0.989 | 0.988 | 0.994 | 0.994 | 0.988 | 0.988 | 0.988 | 0.993 | 0.993 | 0.988 | 0.988 | 0.989 | 0.995 | 0.995 | 0.989 | 0.989 | 0.989 | 0.995 | 0.995 | 0.989 | 0.989 | 0.989 | 0.996 | 0.996 | 0.989 | 0.989
Sorrell Island 1 Windfarm | SF1 | GU_403800 | BOOLTIAGH | 110 | 0.975 | 0.978 | 0.978 | 0.975 | 0.975 | 0.976 | 0.978 | 0.978 | 0.976 | 0.976 | 0.978 | 0.98 | 0.98 | 0.978 | 0.978 | 0.978 | 0.98 | 0.98 | 0.978 | 0.978 | 0.977 | 0.979 | 0.979 | 0.977 | 0.977 | 0.979 | 0.981 | 0.981 | 0.979 | 0.979 | 0.976 | 0.978 | 0.978 | 0.976 | 0.976 | 0.981 | 0.984 | 0.984 | 0.981 | 0.981 | 0.979 | 0.981 | 0.981 | 0.979 | 0.979 | 0.981 | 0.982 | 0.982 | 0.981 | 0.981 | 0.98 | 0.981 | 0.981 | 0.98 | 0.98 | 0.981 | 0.984 | 0.984 | 0.981 | 0.981
Sorrell Island 2 Windfarm | SF2 | GU_404480 | BOOLTIAGH | 110 | 0.975 | 0.978 | 0.978 | 0.975 | 0.975 | 0.976 | 0.978 | 0.978 | 0.976 | 0.976 | 0.978 | 0.98 | 0.98 | 0.978 | 0.978 | 0.978 | 0.98 | 0.98 | 0.978 | 0.978 | 0.977 | 0.979 | 0.979 | 0.977 | 0.977 | 0.979 | 0.981 | 0.981 | 0.979 | 0.979 | 0.976 | 0.978 | 0.978 | 0.976 | 0.976 | 0.981 | 0.984 | 0.984 | 0.981 | 0.981 | 0.979 | 0.981 | 0.981 | 0.979 | 0.979 | 0.981 | 0.982 | 0.982 | 0.981 | 0.981 | 0.98 | 0.981 | 0.981 | 0.98 | 0.98 | 0.981 | 0.984 | 0.984 | 0.981 | 0.981
Shannonbridge BESS A1 | SI1 | GU_404380 | SHANNONBRIDG | 110 | 0.99 | 0.993 | 0.993 | 0.99 | 0.99 | 0.989 | 0.992 | 0.992 | 0.989 | 0.989 | 0.991 | 0.995 | 0.995 | 0.991 | 0.991 | 0.991 | 0.995 | 0.995 | 0.991 | 0.991 | 0.991 | 0.994 | 0.994 | 0.991 | 0.991 | 0.992 | 0.996 | 0.996 | 0.992 | 0.992 | 0.988 | 0.988 | 0.988 | 0.988 | 0.988 | 0.992 | 0.991 | 0.991 | 0.992 | 0.992 | 0.99 | 0.988 | 0.988 | 0.99 | 0.99 | 0.993 | 0.991 | 0.991 | 0.993 | 0.993 | 0.992 | 0.991 | 0.991 | 0.992 | 0.992 | 0.991 | 0.991 | 0.991 | 0.991 | 0.991
Shannonbridge BESS A2 | SI2 | GU_404390 | SHANNONBRIDG | 110 | 0.99 | 0.993 | 0.993 | 0.99 | 0.99 | 0.989 | 0.992 | 0.992 | 0.989 | 0.989 | 0.991 | 0.995 | 0.995 | 0.991 | 0.991 | 0.991 | 0.995 | 0.995 | 0.991 | 0.991 | 0.991 | 0.994 | 0.994 | 0.991 | 0.991 | 0.992 | 0.996 | 0.996 | 0.992 | 0.992 | 0.988 | 0.988 | 0.988 | 0.988 | 0.988 | 0.992 | 0.991 | 0.991 | 0.992 | 0.992 | 0.99 | 0.988 | 0.988 | 0.99 | 0.99 | 0.993 | 0.991 | 0.991 | 0.993 | 0.993 | 0.992 | 0.991 | 0.991 | 0.992 | 0.992 | 0.991 | 0.991 | 0.991 | 0.991 | 0.991
Sealrock 3 Generator Unit | SK3 | GU_400120 | AUGHINISH | 110 | 0.964 | 0.967 | 0.967 | 0.964 | 0.964 | 0.964 | 0.966 | 0.966 | 0.964 | 0.964 | 0.966 | 0.969 | 0.969 | 0.966 | 0.966 | 0.966 | 0.968 | 0.968 | 0.966 | 0.966 | 0.966 | 0.968 | 0.968 | 0.966 | 0.966 | 0.97 | 0.973 | 0.973 | 0.97 | 0.97 | 0.973 | 0.972 | 0.972 | 0.973 | 0.973 | 0.972 | 0.972 | 0.972 | 0.972 | 0.972 | 0.97 | 0.969 | 0.969 | 0.97 | 0.97 | 0.971 | 0.97 | 0.97 | 0.971 | 0.971 | 0.971 | 0.969 | 0.969 | 0.971 | 0.971 | 0.972 | 0.972 | 0.972 | 0.972 | 0.972
Sealrock 4 Generator Unit | SK4 | GU_400121 | AUGHINISH | 110 | 0.964 | 0.967 | 0.967 | 0.964 | 0.964 | 0.964 | 0.966 | 0.966 | 0.964 | 0.964 | 0.966 | 0.969 | 0.969 | 0.966 | 0.966 | 0.966 | 0.968 | 0.968 | 0.966 | 0.966 | 0.966 | 0.968 | 0.968 | 0.966 | 0.966 | 0.97 | 0.973 | 0.973 | 0.97 | 0.97 | 0.973 | 0.972 | 0.972 | 0.973 | 0.973 | 0.972 | 0.972 | 0.972 | 0.972 | 0.972 | 0.97 | 0.969 | 0.969 | 0.97 | 0.97 | 0.971 | 0.97 | 0.97 | 0.971 | 0.971 | 0.971 | 0.969 | 0.969 | 0.971 | 0.971 | 0.972 | 0.972 | 0.972 | 0.972 | 0.972
Sorne Hill Generator Unit | SN1 | GU_400550 | TRILLICK | 110 | 0.964 | 0.972 | 0.972 | 0.964 | 0.964 | 0.967 | 0.975 | 0.975 | 0.967 | 0.967 | 0.965 | 0.974 | 0.974 | 0.965 | 0.965 | 0.964 | 0.975 | 0.975 | 0.964 | 0.964 | 0.964 | 0.976 | 0.976 | 0.964 | 0.964 | 0.964 | 0.975 | 0.975 | 0.964 | 0.964 | 0.957 | 0.975 | 0.975 | 0.957 | 0.957 | 0.952 | 0.971 | 0.971 | 0.952 | 0.952 | 0.953 | 0.973 | 0.973 | 0.953 | 0.953 | 0.953 | 0.973 | 0.973 | 0.953 | 0.953 | 0.953 | 0.974 | 0.974 | 0.953 | 0.953 | 0.954 | 0.973 | 0.973 | 0.954 | 0.954
Seecon Windfarm | SO1 | GU_401990 | UGGOOL | 110 | 0.979 | 0.982 | 0.982 | 0.979 | 0.979 | 0.981 | 0.983 | 0.983 | 0.981 | 0.981 | 0.982 | 0.985 | 0.985 | 0.982 | 0.982 | 0.983 | 0.986 | 0.986 | 0.983 | 0.983 | 0.982 | 0.985 | 0.985 | 0.982 | 0.982 | 0.983 | 0.986 | 0.986 | 0.983 | 0.983 | 0.979 | 0.982 | 0.982 | 0.979 | 0.979 | 0.982 | 0.987 | 0.987 | 0.982 | 0.982 | 0.981 | 0.987 | 0.987 | 0.981 | 0.981 | 0.98 | 0.986 | 0.986 | 0.98 | 0.98 | 0.981 | 0.985 | 0.985 | 0.981 | 0.981 | 0.982 | 0.987 | 0.987 | 0.982 | 0.982
Shannonbridge Emergency Generator | SQ1 | GU_406510 | SHANNONBRIDG | 110 | 0.99 | 0.993 | 0.993 | 0.99 | 0.99 | 0.989 | 0.992 | 0.992 | 0.989 | 0.989 | 0.991 | 0.995 | 0.995 | 0.991 | 0.991 | 0.991 | 0.995 | 0.995 | 0.991 | 0.991 | 0.991 | 0.994 | 0.994 | 0.991 | 0.991 | 0.992 | 0.996 | 0.996 | 0.992 | 0.992 | 0.988 | 0.988 | 0.988 | 0.988 | 0.988 | 0.992 | 0.991 | 0.991 | 0.992 | 0.992 | 0.99 | 0.988 | 0.988 | 0.99 | 0.99 | 0.993 | 0.991 | 0.991 | 0.993 | 0.993 | 0.992 | 0.991 | 0.991 | 0.992 | 0.992 | 0.991 | 0.991 | 0.991 | 0.991 | 0.991
Sheskin Windfarm | SS1 | GU_406560 | BELLACORICK | 110 | 0.949 | 0.958 | 0.958 | 0.949 | 0.949 | 0.952 | 0.961 | 0.961 | 0.952 | 0.952 | 0.953 | 0.963 | 0.963 | 0.953 | 0.953 | 0.953 | 0.964 | 0.964 | 0.953 | 0.953 | 0.953 | 0.964 | 0.964 | 0.953 | 0.953 | 0.953 | 0.963 | 0.963 | 0.953 | 0.953 | 0.949 | 0.957 | 0.957 | 0.949 | 0.949 | 0.948 | 0.959 | 0.959 | 0.948 | 0.948 | 0.947 | 0.958 | 0.958 | 0.947 | 0.947 | 0.946 | 0.957 | 0.957 | 0.946 | 0.946 | 0.947 | 0.957 | 0.957 | 0.947 | 0.947 | 0.948 | 0.96 | 0.96 | 0.948 | 0.948
Scartaglen 1 Windfarm | ST1 | GU_402250 | CORDAL | 110 | 0.963 | 0.966 | 0.966 | 0.963 | 0.963 | 0.964 | 0.966 | 0.966 | 0.964 | 0.964 | 0.966 | 0.969 | 0.969 | 0.966 | 0.966 | 0.966 | 0.968 | 0.968 | 0.966 | 0.966 | 0.966 | 0.968 | 0.968 | 0.966 | 0.966 | 0.967 | 0.971 | 0.971 | 0.967 | 0.967 | 0.965 | 0.966 | 0.966 | 0.965 | 0.965 | 0.976 | 0.977 | 0.977 | 0.976 | 0.976 | 0.973 | 0.973 | 0.973 | 0.973 | 0.973 | 0.974 | 0.973 | 0.973 | 0.974 | 0.974 | 0.972 | 0.972 | 0.972 | 0.972 | 0.972 | 0.974 | 0.974 | 0.974 | 0.974 | 0.974
Scartaglen 2 Windfarm | ST2 | GU_402260 | CORDAL | 110 | 0.963 | 0.966 | 0.966 | 0.963 | 0.963 | 0.964 | 0.966 | 0.966 | 0.964 | 0.964 | 0.966 | 0.969 | 0.969 | 0.966 | 0.966 | 0.966 | 0.968 | 0.968 | 0.966 | 0.966 | 0.966 | 0.968 | 0.968 | 0.966 | 0.966 | 0.967 | 0.971 | 0.971 | 0.967 | 0.967 | 0.965 | 0.966 | 0.966 | 0.965 | 0.965 | 0.976 | 0.977 | 0.977 | 0.976 | 0.976 | 0.973 | 0.973 | 0.973 | 0.973 | 0.973 | 0.974 | 0.973 | 0.973 | 0.974 | 0.974 | 0.972 | 0.972 | 0.972 | 0.972 | 0.972 | 0.974 | 0.974 | 0.974 | 0.974 | 0.974
Tarbert Emergency Generator | TB5 | GU_406490 | TARBERT | 110 | - | - | - | - | - | 0.978 | 0.978 | 0.978 | 0.978 | 0.978 | 0.98 | 0.98 | 0.98 | 0.98 | 0.98 | 0.98 | 0.98 | 0.98 | 0.98 | 0.98 | 0.979 | 0.98 | 0.98 | 0.979 | 0.979 | 0.98 | 0.981 | 0.981 | 0.98 | 0.98 | 0.979 | 0.978 | 0.978 | 0.979 | 0.979 | 0.984 | 0.984 | 0.984 | 0.984 | 0.984 | 0.982 | 0.982 | 0.982 | 0.982 | 0.982 | 0.984 | 0.983 | 0.983 | 0.984 | 0.984 | 0.983 | 0.982 | 0.982 | 0.983 | 0.983 | 0.984 | 0.984 | 0.984 | 0.984 | 0.984
Timahoe North Solar | TE1 | GU_406590 | TIMAHOE | 110 | 1.006 | 1.003 | 1.003 | 1.006 | 1.006 | 1.005 | 1.001 | 1.001 | 1.005 | 1.005 | 1.005 | 1.003 | 1.003 | 1.005 | 1.005 | 1.005 | 1.002 | 1.002 | 1.005 | 1.005 | 1.005 | 1.002 | 1.002 | 1.005 | 1.005 | 1.005 | 1.003 | 1.003 | 1.005 | 1.005 | 1.005 | 1.002 | 1.002 | 1.005 | 1.005 | 1.003 | 1.001 | 1.001 | 1.003 | 1.003 | 1.003 | 1 | 1 | 1.003 | 1.003 | 1.004 | 1.002 | 1.002 | 1.004 | 1.004 | 1.004 | 1.001 | 1.001 | 1.004 | 1.004 | 1.003 | 1.001 | 1.001 | 1.003 | 1.003
Turlough Hill 1 Generator Unit | TH1 | GU_400360 | TURLOUGH HIL | 220 | 1.004 | 0.997 | 0.997 | 1.004 | 1.004 | 1.003 | 0.996 | 0.996 | 1.003 | 1.003 | 1.003 | 0.997 | 0.997 | 1.003 | 1.003 | 1.003 | 0.997 | 0.997 | 1.003 | 1.003 | 1.003 | 0.996 | 0.996 | 1.003 | 1.003 | 1.004 | 0.998 | 0.998 | 1.004 | 1.004 | 1.003 | 0.996 | 0.996 | 1.003 | 1.003 | 1.002 | 0.997 | 0.997 | 1.002 | 1.002 | 1.002 | 0.996 | 0.996 | 1.002 | 1.002 | 1.003 | 0.996 | 0.996 | 1.003 | 1.003 | 1.003 | 0.996 | 0.996 | 1.003 | 1.003 | 1.002 | 0.996 | 0.996 | 1.002 | 1.002
Turlough Hill 2 Generator Unit | TH2 | GU_400361 | TURLOUGH HIL | 220 | 1.004 | 0.997 | 0.997 | 1.004 | 1.004 | 1.003 | 0.996 | 0.996 | 1.003 | 1.003 | 1.003 | 0.997 | 0.997 | 1.003 | 1.003 | 1.003 | 0.997 | 0.997 | 1.003 | 1.003 | 1.003 | 0.996 | 0.996 | 1.003 | 1.003 | 1.004 | 0.998 | 0.998 | 1.004 | 1.004 | 1.003 | 0.996 | 0.996 | 1.003 | 1.003 | 1.002 | 0.997 | 0.997 | 1.002 | 1.002 | 1.002 | 0.996 | 0.996 | 1.002 | 1.002 | 1.003 | 0.996 | 0.996 | 1.003 | 1.003 | 1.003 | 0.996 | 0.996 | 1.003 | 1.003 | 1.002 | 0.996 | 0.996 | 1.002 | 1.002
Turlough Hill 3 Generator Unit | TH3 | GU_400362 | TURLOUGH HIL | 220 | 1.004 | 0.997 | 0.997 | 1.004 | 1.004 | 1.003 | 0.996 | 0.996 | 1.003 | 1.003 | 1.003 | 0.997 | 0.997 | 1.003 | 1.003 | 1.003 | 0.997 | 0.997 | 1.003 | 1.003 | 1.003 | 0.996 | 0.996 | 1.003 | 1.003 | 1.004 | 0.998 | 0.998 | 1.004 | 1.004 | 1.003 | 0.996 | 0.996 | 1.003 | 1.003 | 1.002 | 0.997 | 0.997 | 1.002 | 1.002 | 1.002 | 0.996 | 0.996 | 1.002 | 1.002 | 1.003 | 0.996 | 0.996 | 1.003 | 1.003 | 1.003 | 0.996 | 0.996 | 1.003 | 1.003 | 1.002 | 0.996 | 0.996 | 1.002 | 1.002
Turlough Hill 4 Generator Unit | TH4 | GU_400363 | TURLOUGH HIL | 220 | 1.004 | 0.997 | 0.997 | 1.004 | 1.004 | 1.003 | 0.996 | 0.996 | 1.003 | 1.003 | 1.003 | 0.997 | 0.997 | 1.003 | 1.003 | 1.003 | 0.997 | 0.997 | 1.003 | 1.003 | 1.003 | 0.996 | 0.996 | 1.003 | 1.003 | 1.004 | 0.998 | 0.998 | 1.004 | 1.004 | 1.003 | 0.996 | 0.996 | 1.003 | 1.003 | 1.002 | 0.997 | 0.997 | 1.002 | 1.002 | 1.002 | 0.996 | 0.996 | 1.002 | 1.002 | 1.003 | 0.996 | 0.996 | 1.003 | 1.003 | 1.003 | 0.996 | 0.996 | 1.003 | 1.003 | 1.002 | 0.996 | 0.996 | 1.002 | 1.002
Tullabrack Windfarm | TK1 | GU_402050 | TULLABRACK | 110 | 0.976 | 0.978 | 0.978 | 0.976 | 0.976 | 0.977 | 0.978 | 0.978 | 0.977 | 0.977 | 0.979 | 0.98 | 0.98 | 0.979 | 0.979 | 0.979 | 0.98 | 0.98 | 0.979 | 0.979 | 0.978 | 0.979 | 0.979 | 0.978 | 0.978 | 0.979 | 0.981 | 0.981 | 0.979 | 0.979 | 0.977 | 0.978 | 0.978 | 0.977 | 0.977 | 0.983 | 0.984 | 0.984 | 0.983 | 0.983 | 0.981 | 0.982 | 0.982 | 0.981 | 0.981 | 0.982 | 0.983 | 0.983 | 0.982 | 0.982 | 0.982 | 0.982 | 0.982 | 0.982 | 0.982 | 0.983 | 0.984 | 0.984 | 0.983 | 0.983
Tullabeg Solar | TL1 | GU_406470 | TULLABEG | 110 | 0.989 | 0.987 | 0.987 | 0.989 | 0.989 | 0.99 | 0.989 | 0.989 | 0.99 | 0.99 | 0.986 | 0.989 | 0.989 | 0.986 | 0.986 | 0.985 | 0.986 | 0.986 | 0.985 | 0.985 | 0.986 | 0.985 | 0.985 | 0.986 | 0.986 | 0.988 | 0.988 | 0.988 | 0.988 | 0.988 | 0.985 | 0.982 | 0.982 | 0.985 | 0.985 | 0.985 | 0.983 | 0.983 | 0.985 | 0.985 | 0.985 | 0.981 | 0.981 | 0.985 | 0.985 | 0.987 | 0.982 | 0.982 | 0.987 | 0.987 | 0.986 | 0.981 | 0.981 | 0.986 | 0.986 | 0.984 | 0.981 | 0.981 | 0.984 | 0.984
Tullynamoyle Windfarm 3 | TM3 | GU_402200 | CORDERRY | 110 | 0.982 | 0.986 | 0.986 | 0.982 | 0.982 | 0.984 | 0.988 | 0.988 | 0.984 | 0.984 | 0.982 | 0.987 | 0.987 | 0.982 | 0.982 | 0.982 | 0.987 | 0.987 | 0.982 | 0.982 | 0.982 | 0.988 | 0.988 | 0.982 | 0.982 | 0.982 | 0.987 | 0.987 | 0.982 | 0.982 | 0.979 | 0.987 | 0.987 | 0.979 | 0.979 | 0.976 | 0.987 | 0.987 | 0.976 | 0.976 | 0.977 | 0.986 | 0.986 | 0.977 | 0.977 | 0.977 | 0.987 | 0.987 | 0.977 | 0.977 | 0.977 | 0.987 | 0.987 | 0.977 | 0.977 | 0.977 | 0.988 | 0.988 | 0.977 | 0.977
Tullynamoyle 2 Windfarm | TM2 | GU_402160 | CORDERRY | 110 | 0.982 | 0.986 | 0.986 | 0.982 | 0.982 | 0.984 | 0.988 | 0.988 | 0.984 | 0.984 | 0.982 | 0.987 | 0.987 | 0.982 | 0.982 | 0.982 | 0.987 | 0.987 | 0.982 | 0.982 | 0.982 | 0.988 | 0.988 | 0.982 | 0.982 | 0.982 | 0.987 | 0.987 | 0.982 | 0.982 | 0.979 | 0.987 | 0.987 | 0.979 | 0.979 | 0.976 | 0.987 | 0.987 | 0.976 | 0.976 | 0.977 | 0.986 | 0.986 | 0.977 | 0.977 | 0.977 | 0.987 | 0.987 | 0.977 | 0.977 | 0.977 | 0.987 | 0.987 | 0.977 | 0.977 | 0.977 | 0.988 | 0.988 | 0.977 | 0.977
Tournafulla Generatot Unit | TN2 | GU_400600 | TRIEN | 110 | 0.975 | 0.976 | 0.976 | 0.975 | 0.975 | 0.975 | 0.976 | 0.976 | 0.975 | 0.975 | 0.977 | 0.978 | 0.978 | 0.977 | 0.977 | 0.977 | 0.977 | 0.977 | 0.977 | 0.977 | 0.977 | 0.977 | 0.977 | 0.977 | 0.977 | 0.978 | 0.979 | 0.979 | 0.978 | 0.978 | 0.976 | 0.976 | 0.976 | 0.976 | 0.976 | 0.982 | 0.982 | 0.982 | 0.982 | 0.982 | 0.98 | 0.98 | 0.98 | 0.98 | 0.98 | 0.981 | 0.981 | 0.981 | 0.981 | 0.981 | 0.981 | 0.98 | 0.98 | 0.981 | 0.981 | 0.982 | 0.982 | 0.982 | 0.982 | 0.982
Tawnaghmore Peaking 1 Generator Unit | TP1 | GU_400780 | TAWNAGHMORE | 110 | 0.951 | 0.961 | 0.961 | 0.951 | 0.951 | 0.954 | 0.964 | 0.964 | 0.954 | 0.954 | 0.955 | 0.965 | 0.965 | 0.955 | 0.955 | 0.956 | 0.967 | 0.967 | 0.956 | 0.956 | 0.955 | 0.966 | 0.966 | 0.955 | 0.955 | 0.956 | 0.965 | 0.965 | 0.956 | 0.956 | 0.952 | 0.96 | 0.96 | 0.952 | 0.952 | 0.951 | 0.962 | 0.962 | 0.951 | 0.951 | 0.951 | 0.961 | 0.961 | 0.951 | 0.951 | 0.95 | 0.96 | 0.96 | 0.95 | 0.95 | 0.95 | 0.96 | 0.96 | 0.95 | 0.95 | 0.952 | 0.963 | 0.963 | 0.952 | 0.952
Tawnaghmore Peaking 3 Generator Unit | TP3 | GU_400781 | TAWNAGHMORE | 110 | 0.951 | 0.961 | 0.961 | 0.951 | 0.951 | 0.954 | 0.964 | 0.964 | 0.954 | 0.954 | 0.955 | 0.965 | 0.965 | 0.955 | 0.955 | 0.956 | 0.967 | 0.967 | 0.956 | 0.956 | 0.955 | 0.966 | 0.966 | 0.955 | 0.955 | 0.956 | 0.965 | 0.965 | 0.956 | 0.956 | 0.952 | 0.96 | 0.96 | 0.952 | 0.952 | 0.951 | 0.962 | 0.962 | 0.951 | 0.951 | 0.951 | 0.961 | 0.961 | 0.951 | 0.951 | 0.95 | 0.96 | 0.96 | 0.95 | 0.95 | 0.95 | 0.96 | 0.96 | 0.95 | 0.95 | 0.952 | 0.963 | 0.963 | 0.952 | 0.952
Taurbeg Windfarm | TR1 | GU_404990 | GLENLARA | 110 | 0.962 | 0.969 | 0.969 | 0.962 | 0.962 | 0.964 | 0.97 | 0.97 | 0.964 | 0.964 | 0.968 | 0.973 | 0.973 | 0.968 | 0.968 | 0.967 | 0.974 | 0.974 | 0.967 | 0.967 | 0.967 | 0.973 | 0.973 | 0.967 | 0.967 | 0.969 | 0.977 | 0.977 | 0.969 | 0.969 | 0.967 | 0.968 | 0.968 | 0.967 | 0.967 | 0.983 | 0.984 | 0.984 | 0.983 | 0.983 | 0.978 | 0.977 | 0.977 | 0.978 | 0.978 | 0.979 | 0.977 | 0.977 | 0.979 | 0.979 | 0.976 | 0.975 | 0.975 | 0.976 | 0.976 | 0.978 | 0.979 | 0.979 | 0.978 | 0.978
Tursillagh Windfarm | TUR | GU_403830 | TRALEE | 110 | 0.97 | 0.974 | 0.974 | 0.97 | 0.97 | 0.972 | 0.974 | 0.974 | 0.972 | 0.972 | 0.974 | 0.977 | 0.977 | 0.974 | 0.974 | 0.974 | 0.977 | 0.977 | 0.974 | 0.974 | 0.974 | 0.976 | 0.976 | 0.974 | 0.974 | 0.975 | 0.978 | 0.978 | 0.975 | 0.975 | 0.972 | 0.972 | 0.972 | 0.972 | 0.972 | 0.98 | 0.98 | 0.98 | 0.98 | 0.98 | 0.977 | 0.976 | 0.976 | 0.977 | 0.977 | 0.978 | 0.977 | 0.977 | 0.978 | 0.978 | 0.978 | 0.977 | 0.977 | 0.978 | 0.978 | 0.979 | 0.98 | 0.98 | 0.979 | 0.979
Tynagh Generator Unit | TYC | GU_400530 | TYNAGH | 220 | 0.988 | 0.985 | 0.985 | 0.988 | 0.988 | 0.988 | 0.985 | 0.985 | 0.988 | 0.988 | 0.989 | 0.987 | 0.987 | 0.989 | 0.989 | 0.99 | 0.987 | 0.987 | 0.99 | 0.99 | 0.989 | 0.986 | 0.986 | 0.989 | 0.989 | 0.989 | 0.987 | 0.987 | 0.989 | 0.989 | 0.987 | 0.985 | 0.985 | 0.987 | 0.987 | 0.99 | 0.99 | 0.99 | 0.99 | 0.99 | 0.99 | 0.99 | 0.99 | 0.99 | 0.99 | 0.988 | 0.989 | 0.989 | 0.988 | 0.988 | 0.989 | 0.988 | 0.988 | 0.989 | 0.989 | 0.99 | 0.99 | 0.99 | 0.99 | 0.99
Ardderroo (Rockgrid) Windfarm | UF1 | GU_405210 | KNOCKRANNY | 110 | 0.978 | 0.984 | 0.984 | 0.978 | 0.978 | 0.98 | 0.985 | 0.985 | 0.98 | 0.98 | 0.981 | 0.987 | 0.987 | 0.981 | 0.981 | 0.982 | 0.988 | 0.988 | 0.982 | 0.982 | 0.981 | 0.987 | 0.987 | 0.981 | 0.981 | 0.982 | 0.988 | 0.988 | 0.982 | 0.982 | 0.978 | 0.984 | 0.984 | 0.978 | 0.978 | 0.98 | 0.989 | 0.989 | 0.98 | 0.98 | 0.98 | 0.988 | 0.988 | 0.98 | 0.98 | 0.979 | 0.988 | 0.988 | 0.979 | 0.979 | 0.979 | 0.987 | 0.987 | 0.979 | 0.979 | 0.981 | 0.989 | 0.989 | 0.981 | 0.981
Uggool Windfarm | UG1 | GU_401960 | UGGOOL | 110 | 0.979 | 0.982 | 0.982 | 0.979 | 0.979 | 0.981 | 0.983 | 0.983 | 0.981 | 0.981 | 0.982 | 0.985 | 0.985 | 0.982 | 0.982 | 0.983 | 0.986 | 0.986 | 0.983 | 0.983 | 0.982 | 0.985 | 0.985 | 0.982 | 0.982 | 0.983 | 0.986 | 0.986 | 0.983 | 0.983 | 0.979 | 0.982 | 0.982 | 0.979 | 0.979 | 0.982 | 0.987 | 0.987 | 0.982 | 0.982 | 0.981 | 0.987 | 0.987 | 0.981 | 0.981 | 0.98 | 0.986 | 0.986 | 0.98 | 0.98 | 0.981 | 0.985 | 0.985 | 0.981 | 0.981 | 0.982 | 0.987 | 0.987 | 0.982 | 0.982
Taghart Windfarm | VB1 | GU_405110 | MEATH HILL | 110 | 1.002 | 1.003 | 1.003 | 1.002 | 1.002 | 1.003 | 1.005 | 1.005 | 1.003 | 1.003 | 1.001 | 1.003 | 1.003 | 1.001 | 1.001 | 1 | 1.003 | 1.003 | 1 | 1 | 1.001 | 1.004 | 1.004 | 1.001 | 1.001 | 0.999 | 1.001 | 1.001 | 0.999 | 0.999 | 0.998 | 1.003 | 1.003 | 0.998 | 0.998 | 0.993 | 0.999 | 0.999 | 0.993 | 0.993 | 0.994 | 0.998 | 0.998 | 0.994 | 0.994 | 0.993 | 1 | 1 | 0.993 | 0.993 | 0.994 | 1.001 | 1.001 | 0.994 | 0.994 | 0.993 | 1.001 | 1.001 | 0.993 | 0.993
Whitegate Generator Unit | WG1 | GU_400930 | GLANAGOW | 220 | 0.949 | 0.955 | 0.955 | 0.949 | 0.949 | 0.952 | 0.956 | 0.956 | 0.952 | 0.952 | 0.956 | 0.958 | 0.958 | 0.956 | 0.956 | 0.956 | 0.959 | 0.959 | 0.956 | 0.956 | 0.954 | 0.958 | 0.958 | 0.954 | 0.954 | 0.956 | 0.963 | 0.963 | 0.956 | 0.956 | 0.953 | 0.955 | 0.955 | 0.953 | 0.953 | 0.979 | 0.978 | 0.978 | 0.979 | 0.979 | 0.971 | 0.97 | 0.97 | 0.971 | 0.971 | 0.971 | 0.968 | 0.968 | 0.971 | 0.971 | 0.967 | 0.965 | 0.965 | 0.967 | 0.967 | 0.969 | 0.97 | 0.97 | 0.969 | 0.969
Shannonbridge Generator Unit | WO4 | GU_400370 | SHANNONBRIDG | 110 | 0.99 | 0.993 | 0.993 | 0.99 | 0.99 | 0.989 | 0.992 | 0.992 | 0.989 | 0.989 | 0.991 | 0.995 | 0.995 | 0.991 | 0.991 | 0.991 | 0.995 | 0.995 | 0.991 | 0.991 | 0.991 | 0.994 | 0.994 | 0.991 | 0.991 | 0.992 | 0.996 | 0.996 | 0.992 | 0.992 | 0.988 | 0.988 | 0.988 | 0.988 | 0.988 | 0.992 | 0.991 | 0.991 | 0.992 | 0.992 | 0.99 | 0.988 | 0.988 | 0.99 | 0.99 | 0.993 | 0.991 | 0.991 | 0.993 | 0.993 | 0.992 | 0.991 | 0.991 | 0.992 | 0.992 | 0.991 | 0.991 | 0.991 | 0.991 | 0.991
Woodhouse Windfarm | WS1 | GU_401680 | WOODHOUSE | 110 | 0.964 | 0.967 | 0.967 | 0.964 | 0.964 | 0.967 | 0.97 | 0.97 | 0.967 | 0.967 | 0.966 | 0.971 | 0.971 | 0.966 | 0.966 | 0.965 | 0.969 | 0.969 | 0.965 | 0.965 | 0.965 | 0.968 | 0.968 | 0.965 | 0.965 | 0.967 | 0.972 | 0.972 | 0.967 | 0.967 | 0.963 | 0.963 | 0.963 | 0.963 | 0.963 | 0.977 | 0.976 | 0.976 | 0.977 | 0.977 | 0.973 | 0.97 | 0.97 | 0.973 | 0.973 | 0.975 | 0.971 | 0.971 | 0.975 | 0.975 | 0.972 | 0.969 | 0.969 | 0.972 | 0.972 | 0.972 | 0.971 | 0.971 | 0.972 | 0.972
Carrigdangan Windfarm | XA1 | GU_404330 | CARRIGDANGAN | 110 | 0.952 | 0.958 | 0.958 | 0.952 | 0.952 | 0.954 | 0.96 | 0.96 | 0.954 | 0.954 | 0.958 | 0.962 | 0.962 | 0.958 | 0.958 | 0.958 | 0.963 | 0.963 | 0.958 | 0.958 | 0.957 | 0.962 | 0.962 | 0.957 | 0.957 | 0.959 | 0.966 | 0.966 | 0.959 | 0.959 | 0.956 | 0.958 | 0.958 | 0.956 | 0.956 | 0.973 | 0.974 | 0.974 | 0.973 | 0.973 | 0.968 | 0.968 | 0.968 | 0.968 | 0.968 | 0.968 | 0.968 | 0.968 | 0.968 | 0.968 | 0.966 | 0.965 | 0.965 | 0.966 | 0.966 | 0.968 | 0.969 | 0.969 | 0.968 | 0.968
Black Lough WFPS | XL1 | GU_403990 | GLENREE | 110 | 0.955 | 0.964 | 0.964 | 0.955 | 0.955 | 0.958 | 0.967 | 0.967 | 0.958 | 0.958 | 0.958 | 0.968 | 0.968 | 0.958 | 0.958 | 0.959 | 0.969 | 0.969 | 0.959 | 0.959 | 0.958 | 0.969 | 0.969 | 0.958 | 0.958 | 0.959 | 0.968 | 0.968 | 0.959 | 0.959 | 0.955 | 0.964 | 0.964 | 0.955 | 0.955 | 0.954 | 0.965 | 0.965 | 0.954 | 0.954 | 0.954 | 0.964 | 0.964 | 0.954 | 0.954 | 0.953 | 0.964 | 0.964 | 0.953 | 0.953 | 0.953 | 0.964 | 0.964 | 0.953 | 0.953 | 0.955 | 0.966 | 0.966 | 0.955 | 0.955
Carrowleagh Windfarm | XR1 | GU_401280 | GLENREE | 110 | 0.955 | 0.964 | 0.964 | 0.955 | 0.955 | 0.958 | 0.967 | 0.967 | 0.958 | 0.958 | 0.958 | 0.968 | 0.968 | 0.958 | 0.958 | 0.959 | 0.969 | 0.969 | 0.959 | 0.959 | 0.958 | 0.969 | 0.969 | 0.958 | 0.958 | 0.959 | 0.968 | 0.968 | 0.959 | 0.959 | 0.955 | 0.964 | 0.964 | 0.955 | 0.955 | 0.954 | 0.965 | 0.965 | 0.954 | 0.954 | 0.954 | 0.964 | 0.964 | 0.954 | 0.954 | 0.953 | 0.964 | 0.964 | 0.953 | 0.953 | 0.953 | 0.964 | 0.964 | 0.953 | 0.953 | 0.955 | 0.966 | 0.966 | 0.955 | 0.955
Beenanaspuck and Tobertoreen Windfarm | XT1 | GU_404000 | ATHEA | 110 | 0.975 | 0.976 | 0.976 | 0.975 | 0.975 | 0.975 | 0.976 | 0.976 | 0.975 | 0.975 | 0.977 | 0.978 | 0.978 | 0.977 | 0.977 | 0.977 | 0.977 | 0.977 | 0.977 | 0.977 | 0.976 | 0.977 | 0.977 | 0.976 | 0.976 | 0.978 | 0.979 | 0.979 | 0.978 | 0.978 | 0.976 | 0.976 | 0.976 | 0.976 | 0.976 | 0.982 | 0.982 | 0.982 | 0.982 | 0.982 | 0.98 | 0.98 | 0.98 | 0.98 | 0.98 | 0.981 | 0.981 | 0.981 | 0.981 | 0.981 | 0.981 | 0.98 | 0.98 | 0.981 | 0.981 | 0.982 | 0.982 | 0.982 | 0.982 | 0.982
Beenanaspuck and Tobertoreen Battery | XT2 | GU_404010 | ATHEA | 110 | 0.975 | 0.976 | 0.976 | 0.975 | 0.975 | 0.975 | 0.976 | 0.976 | 0.975 | 0.975 | 0.977 | 0.978 | 0.978 | 0.977 | 0.977 | 0.977 | 0.977 | 0.977 | 0.977 | 0.977 | 0.976 | 0.977 | 0.977 | 0.976 | 0.976 | 0.978 | 0.979 | 0.979 | 0.978 | 0.978 | 0.976 | 0.976 | 0.976 | 0.976 | 0.976 | 0.982 | 0.982 | 0.982 | 0.982 | 0.982 | 0.98 | 0.98 | 0.98 | 0.98 | 0.98 | 0.981 | 0.981 | 0.981 | 0.981 | 0.981 | 0.981 | 0.98 | 0.98 | 0.981 | 0.981 | 0.982 | 0.982 | 0.982 | 0.982 | 0.982
Cronalaght 2 Windfarm | YC2 | GU_403840 | TIEVEBRACK | 110 | 0.972 | 0.978 | 0.978 | 0.972 | 0.972 | 0.974 | 0.98 | 0.98 | 0.974 | 0.974 | 0.973 | 0.978 | 0.978 | 0.973 | 0.973 | 0.971 | 0.978 | 0.978 | 0.971 | 0.971 | 0.972 | 0.98 | 0.98 | 0.972 | 0.972 | 0.972 | 0.979 | 0.979 | 0.972 | 0.972 | 0.966 | 0.98 | 0.98 | 0.966 | 0.966 | 0.961 | 0.977 | 0.977 | 0.961 | 0.961 | 0.962 | 0.978 | 0.978 | 0.962 | 0.962 | 0.962 | 0.978 | 0.978 | 0.962 | 0.962 | 0.962 | 0.979 | 0.979 | 0.962 | 0.962 | 0.963 | 0.978 | 0.978 | 0.963 | 0.963
Ballycumber Windfarm | YR1 | GU_404460 | ARKLOW | 110 | 0.996 | 0.994 | 0.994 | 0.996 | 0.996 | 0.997 | 0.995 | 0.995 | 0.997 | 0.997 | 0.994 | 0.996 | 0.996 | 0.994 | 0.994 | 0.994 | 0.994 | 0.994 | 0.994 | 0.994 | 0.994 | 0.993 | 0.993 | 0.994 | 0.994 | 0.996 | 0.996 | 0.996 | 0.996 | 0.996 | 0.995 | 0.992 | 0.992 | 0.995 | 0.995 | 0.995 | 0.993 | 0.993 | 0.995 | 0.995 | 0.995 | 0.992 | 0.992 | 0.995 | 0.995 | 0.995 | 0.992 | 0.992 | 0.995 | 0.995 | 0.994 | 0.99 | 0.99 | 0.994 | 0.994 | 0.994 | 0.991 | 0.991 | 0.994 | 0.994
Cleanrath Windfarm | YT1 | GU_403810 | COOMATAGGART | 110 | 0.957 | 0.961 | 0.961 | 0.957 | 0.957 | 0.958 | 0.961 | 0.961 | 0.958 | 0.958 | 0.961 | 0.963 | 0.963 | 0.961 | 0.961 | 0.961 | 0.963 | 0.963 | 0.961 | 0.961 | 0.96 | 0.963 | 0.963 | 0.96 | 0.96 | 0.961 | 0.966 | 0.966 | 0.961 | 0.961 | 0.959 | 0.96 | 0.96 | 0.959 | 0.959 | 0.973 | 0.974 | 0.974 | 0.973 | 0.973 | 0.968 | 0.968 | 0.968 | 0.968 | 0.968 | 0.969 | 0.969 | 0.969 | 0.969 | 0.969 | 0.967 | 0.967 | 0.967 | 0.967 | 0.967 | 0.969 | 0.97 | 0.97 | 0.969 | 0.969
Cloghervaddy 2 Windfarm | YV2 | GU_404630 | BINBANE | 110 | 0.973 | 0.978 | 0.978 | 0.973 | 0.973 | 0.975 | 0.98 | 0.98 | 0.975 | 0.975 | 0.974 | 0.978 | 0.978 | 0.974 | 0.974 | 0.972 | 0.978 | 0.978 | 0.972 | 0.972 | 0.973 | 0.981 | 0.981 | 0.973 | 0.973 | 0.973 | 0.979 | 0.979 | 0.973 | 0.973 | 0.968 | 0.98 | 0.98 | 0.968 | 0.968 | 0.963 | 0.978 | 0.978 | 0.963 | 0.963 | 0.964 | 0.98 | 0.98 | 0.964 | 0.964 | 0.965 | 0.979 | 0.979 | 0.965 | 0.965 | 0.965 | 0.98 | 0.98 | 0.965 | 0.965 | 0.965 | 0.979 | 0.979 | 0.965 | 0.965
Yellow River Windfarm | YW1 | GU_407510 | DERRYIRON | 110 | - | - | - | - | - | - | - | - | - | - | 1.002 | 1.002 | 1.002 | 1.002 | 1.002 | 1.002 | 1.001 | 1.001 | 1.002 | 1.002 | 1.001 | 1 | 1 | 1.001 | 1.001 | 1.002 | 1 | 1 | 1.002 | 1.002 | 0.999 | 0.997 | 0.997 | 0.999 | 0.999 | 0.998 | 0.995 | 0.995 | 0.998 | 0.998 | 0.998 | 0.995 | 0.995 | 0.998 | 0.998 | 1.002 | 1 | 1 | 1.002 | 1.002 | 1.003 | 1 | 1 | 1.003 | 1.003 | 0.998 | 0.997 | 0.997 | 0.998 | 0.998

## DLAFs Sep 24_Sep 25
2024/2025 DISTRIBUTION LOSS ADJUSTMENT FACTORS - ROI BASED MARKET PARTICIPANTS
Trading Year | 2024
[5 empty] | 2024 | 2024 | 2024 | 2024 | 2024 | 2024 | 2024 | 2024 | 2025 | 2025 | 2025 | 2025 | 2025 | 2025 | 2025 | 2025 | 2025 | 2025 | 2025 | 2025 | 2025 | 2025 | 2025 | 2025 | 2025 | 2025
Market Participant - Distribution Connected | Unit ID TSO | Unit ID SEMO | Transmission Station | kV | SEP_Day | SEP_Night | OCT_Day | OCT_Night | NOV_Day | NOV_Night | DEC_Day | DEC_Night | JAN_Day | JAN_Night | FEB_Day | FEB_Night | MAR_Day | MAR_Night | APR_Day | APR_Night | MAY_Day | MAY_Night | JUNE_Day | JUNE_Night | JULY_Day | JULY_Night | AUG_Day | AUG_Night | SEP_Day | SEP_Night
Avonbeg BESS | AV1 | GU_404530 | CRANE | 110 | 1.02 | 1.016 | 1.02 | 1.016 | 1.02 | 1.016 | 1.02 | 1.016 | 1.02 | 1.016 | 1.02 | 1.016 | 1.02 | 1.016 | 1.02 | 1.016 | 1.02 | 1.016 | 1.02 | 1.016 | 1.02 | 1.016 | 1.02 | 1.016 | 1.02 | 1.016
Gardnershill Battery | GP1 | GU_404510 | FINGLAS | 110 | 1.036 | 1.03 | 1.037 | 1.03 | 1.037 | 1.03 | 1.037 | 1.03 | 1.037 | 1.03 | 1.037 | 1.03 | 1.037 | 1.03 | 1.037 | 1.03 | 1.037 | 1.03 | 1.037 | 1.03 | 1.037 | 1.03 | 1.037 | 1.03 | 1.037 | 1.03
Kylemore | IH1 | GU_403630 | Inchicore | 110 | [19 empty] | 1 | 1 | 1 | 1 | 1 | 1 | 1 | bar: SEP_Day to JUNE_Day
Killala Windfarm | KF1 | GU_403750 | TAWNAGHMORE | 110 | 0.996 | 0.996 | 0.996 | 0.996 | 0.996 | 0.996 | 0.996 | 0.996 | 0.996 | 0.996 | 0.996 | 0.996 | 0.996 | 0.996 | 0.996 | 0.996 | 0.996 | 0.996 | 0.996 | 0.996 | 0.996 | 0.996 | 0.996 | 0.996 | 0.996 | 0.996
Killala Battery | KF2 | GU_404550 | TAWNAGHMORE | 110 | 0.996 | 0.996 | 0.996 | 0.996 | 0.996 | 0.996 | 0.996 | 0.996 | 0.996 | 0.996 | 0.996 | 0.996 | 0.996 | 0.996 | 0.996 | 0.996 | 0.996 | 0.996 | 0.996 | 0.996 | 0.996 | 0.996 | 0.996 | 0.996 | 0.996 | 0.996
Gorey BESS | OD1 | GU_404540 | Banoge | 110 | 1.037 | 1.031 | 1.037 | 1.03 | 1.037 | 1.03 | 1.037 | 1.03 | 1.037 | 1.03 | 1.037 | 1.03 | 1.037 | 1.03 | 1.037 | 1.03 | 1.037 | 1.03 | 1.037 | 1.03 | 1.037 | 1.03 | 1.037 | 1.03 | 1.037 | 1.03

## TLAFs Sep 24_Sep 25
2024/2025 SINGLE ELECTRICITY MARKET TRANSMISSION LOSS ADJUSTMENT FACTORS - ROI BASED MARKET PARTICIPANTS
Trading Year | 2024
[5 empty] | 2024 | 2024 | 2024 | 2024 | 2024 | 2024 | 2024 | 2024 | 2025 | 2025 | 2025 | 2025 | 2025 | 2025 | 2025 | 2025 | 2025 | 2025 | 2025 | 2025 | 2025 | 2025 | 2025 | 2025 | 2025 | 2025
Market Participant - Distribution Connected | Unit ID TSO | Unit ID SEMO | Transmission Station | kV | SEP_Day | SEP_Night | OCT_Day | OCT_Night | NOV_Day | NOV_Night | DEC_Day | DEC_Night | JAN_Day | JAN_Night | FEB_Day | FEB_Night | MAR_Day | MAR_Night | APR_Day | APR_Night | MAY_Day | MAY_Night | JUNE_Day | JUNE_Night | JULY_Day | JULY_Night | AUG_Day | AUG_Night | SEP_Day | SEP_Night
Ardnacrusha 1 Generator Unit | AA1 | GU_400200 | ARDNACRUSHA | 110 | 0.979 | 0.981 | 0.977 | 0.974 | 0.976 | 0.974 | 0.979 | 0.976 | 0.979 | 0.975 | 0.978 | 0.976 | 0.983 | 0.98 | 0.977 | 0.977 | 0.985 | 0.985 | 0.982 | 0.982 | 0.982 | 0.984 | 0.981 | 0.982 | 0.983 | 0.984
Ardnacrusha 2 Generator Unit | AA2 | GU_400201 | ARDNACRUSHA | 110 | 0.979 | 0.981 | 0.977 | 0.974 | 0.976 | 0.974 | 0.979 | 0.976 | 0.979 | 0.975 | 0.978 | 0.976 | 0.983 | 0.98 | 0.977 | 0.977 | 0.985 | 0.985 | 0.982 | 0.982 | 0.982 | 0.984 | 0.981 | 0.982 | 0.983 | 0.984
Ardnacrusha 3 Generator Unit | AA3 | GU_400202 | ARDNACRUSHA | 110 | 0.979 | 0.981 | 0.977 | 0.974 | 0.976 | 0.974 | 0.979 | 0.976 | 0.979 | 0.975 | 0.978 | 0.976 | 0.983 | 0.98 | 0.977 | 0.977 | 0.985 | 0.985 | 0.982 | 0.982 | 0.982 | 0.984 | 0.981 | 0.982 | 0.983 | 0.984
Ardnacrusha 4 Generator Unit | AA4 | GU_400203 | ARDNACRUSHA | 110 | 0.979 | 0.981 | 0.977 | 0.974 | 0.976 | 0.974 | 0.979 | 0.976 | 0.979 | 0.975 | 0.978 | 0.976 | 0.983 | 0.98 | 0.977 | 0.977 | 0.985 | 0.985 | 0.982 | 0.982 | 0.982 | 0.984 | 0.981 | 0.982 | 0.983 | 0.984
Cnoc Windfarms | AC1 | GU_401670 | THURLES | 110 | 0.984 | 0.983 | 0.98 | 0.975 | 0.981 | 0.976 | 0.983 | 0.977 | 0.983 | 0.977 | 0.982 | 0.977 | 0.985 | 0.979 | 0.973 | 0.976 | 0.976 | 0.982 | 0.972 | 0.98 | 0.975 | 0.982 | 0.975 | 0.981 | 0.978 | 0.981
Aghada 2 Generator Unit | AD2 | GU_400850 | LONGPOINT | 220 | 0.965 | 0.97 | 0.955 | 0.949 | 0.956 | 0.952 | 0.958 | 0.956 | 0.959 | 0.956 | 0.958 | 0.954 | 0.963 | 0.956 | 0.955 | 0.953 | 0.978 | 0.979 | 0.97 | 0.971 | 0.968 | 0.971 | 0.965 | 0.967 | 0.97 | 0.969
Aghada BESS | AD3 | GU_403560 | AGHADA_B | 110 | 0.965 | 0.97 | 0.953 | 0.948 | 0.954 | 0.95 | 0.956 | 0.955 | 0.957 | 0.955 | 0.956 | 0.953 | 0.961 | 0.955 | 0.954 | 0.952 | 0.978 | 0.98 | 0.969 | 0.971 | 0.968 | 0.972 | 0.965 | 0.967 | 0.969 | 0.969
Aghada BESS 2A | AD4 | GU_403570 | AGHADA_B | 110 | 0.965 | 0.97 | 0.953 | 0.948 | 0.954 | 0.95 | 0.956 | 0.955 | 0.957 | 0.955 | 0.956 | 0.953 | 0.961 | 0.955 | 0.954 | 0.952 | 0.978 | 0.98 | 0.969 | 0.971 | 0.968 | 0.972 | 0.965 | 0.967 | 0.969 | 0.969
Aghada BESS 2B | AD5 | GU_404920 | AGHADA_B | 110 | 0.965 | 0.97 | 0.953 | 0.948 | 0.954 | 0.95 | 0.956 | 0.955 | 0.957 | 0.955 | 0.956 | 0.953 | 0.961 | 0.955 | 0.954 | 0.952 | 0.978 | 0.98 | 0.969 | 0.971 | 0.968 | 0.972 | 0.965 | 0.967 | 0.969 | 0.969
Athea Wind Farm | AH1 | GU_401380 | ATHEA | 110 | 0.976 | 0.976 | 0.976 | 0.975 | 0.976 | 0.975 | 0.978 | 0.977 | 0.977 | 0.977 | 0.977 | 0.976 | 0.979 | 0.978 | 0.976 | 0.976 | 0.982 | 0.982 | 0.98 | 0.98 | 0.981 | 0.981 | 0.98 | 0.981 | 0.982 | 0.982
Carrickallen Windfarm | AL1 | GU_402220 | SHANKILL | 110 | 0.998 | 0.986 | 1 | 0.996 | 1.002 | 0.998 | 1.001 | 0.996 | 1.001 | 0.995 | 1.002 | 0.996 | 1 | 0.995 | 1.001 | 0.992 | 0.997 | 0.988 | 0.997 | 0.989 | 0.998 | 0.988 | 0.999 | 0.988 | 0.999 | 0.988
Arthurstown 1(ESB) Generator Unit | AR2 | GU_400570 | KILTEEL | 110 | 1.002 | 1.002 | 1.007 | 1.006 | 1.003 | 1.002 | 1.006 | 1.004 | 1.005 | 1.003 | 1.004 | 1.003 | 1.005 | 1.003 | 1.002 | 1.001 | 1.001 | 1 | 1 | 1 | 1.005 | 1.004 | 1.005 | 1.005 | 1.001 | 1
ESB Arklow Bank | ARB | GU_401020 | ARKLOW | 110 | 0.994 | 0.999 | 0.994 | 0.996 | 0.995 | 0.997 | 0.996 | 0.994 | 0.994 | 0.994 | 0.993 | 0.994 | 0.996 | 0.996 | 0.992 | 0.995 | 0.993 | 0.995 | 0.992 | 0.995 | 0.992 | 0.995 | 0.99 | 0.994 | 0.991 | 0.994
Acres Windfarm | AS1 | GU_401820 | CATH_FALL | 110 | 0.973 | 0.962 | 0.979 | 0.975 | 0.98 | 0.977 | 0.978 | 0.975 | 0.978 | 0.973 | 0.981 | 0.975 | 0.98 | 0.975 | 0.981 | 0.971 | 0.98 | 0.966 | 0.982 | 0.968 | 0.981 | 0.968 | 0.981 | 0.968 | 0.98 | 0.969
AGHADA CT11 Generator Unit | AT1 | GU_400181 | AGHADA_B | 220 | 0.965 | 0.97 | 0.953 | 0.948 | 0.954 | 0.95 | 0.956 | 0.955 | 0.957 | 0.955 | 0.956 | 0.953 | 0.961 | 0.955 | 0.954 | 0.952 | 0.978 | 0.98 | 0.969 | 0.971 | 0.968 | 0.972 | 0.965 | 0.967 | 0.969 | 0.969
AGHADA CT12 Generator Unit | AT2 | GU_400182 | AGHADA_B | 220 | 0.965 | 0.97 | 0.953 | 0.948 | 0.954 | 0.95 | 0.956 | 0.955 | 0.957 | 0.955 | 0.956 | 0.953 | 0.961 | 0.955 | 0.954 | 0.952 | 0.978 | 0.98 | 0.969 | 0.971 | 0.968 | 0.972 | 0.965 | 0.967 | 0.969 | 0.969
AGHADA CT14 Generator Unit | AT4 | GU_400183 | AGH_AT14 | 220 | 0.965 | 0.97 | 0.953 | 0.948 | 0.954 | 0.95 | 0.956 | 0.955 | 0.957 | 0.955 | 0.956 | 0.953 | 0.961 | 0.955 | 0.954 | 0.952 | 0.978 | 0.98 | 0.969 | 0.971 | 0.968 | 0.972 | 0.965 | 0.967 | 0.969 | 0.969
Avonbeg BESS | AV1 | GU_404530 | CRANE | 110 | 0.986 | 0.991 | 0.985 | 0.985 | 0.987 | 0.987 | 0.987 | 0.982 | 0.983 | 0.981 | 0.983 | 0.982 | 0.986 | 0.985 | 0.979 | 0.98 | 0.98 | 0.981 | 0.979 | 0.981 | 0.98 | 0.983 | 0.978 | 0.982 | 0.979 | 0.98
Ballybane Generator Unit | BA1 | GU_406600 | BALLYLICKEY | 110 | 0.964 | 0.964 | 0.96 | 0.951 | 0.961 | 0.954 | 0.964 | 0.958 | 0.965 | 0.958 | 0.964 | 0.957 | 0.968 | 0.958 | 0.96 | 0.957 | 0.976 | 0.974 | 0.969 | 0.968 | 0.969 | 0.969 | 0.967 | 0.966 | 0.971 | 0.968
Ballybane Wind Farm Phase 2 | BA2 | GU_401790 | BALLYLICKEY | 110 | 0.964 | 0.964 | 0.96 | 0.951 | 0.961 | 0.954 | 0.964 | 0.958 | 0.965 | 0.958 | 0.964 | 0.957 | 0.968 | 0.958 | 0.96 | 0.957 | 0.976 | 0.974 | 0.969 | 0.968 | 0.969 | 0.969 | 0.967 | 0.966 | 0.971 | 0.968
Ballybane Wind Farm Phase 3 | BA3 | GU_402010 | BALLYLICKEY | 110 | 0.964 | 0.964 | 0.96 | 0.951 | 0.961 | 0.954 | 0.964 | 0.958 | 0.965 | 0.958 | 0.964 | 0.957 | 0.968 | 0.958 | 0.96 | 0.957 | 0.976 | 0.974 | 0.969 | 0.968 | 0.969 | 0.969 | 0.967 | 0.966 | 0.971 | 0.968
Ballincollig Hill Generator Unit | BCW | GU_401000 | TRALEE | 110 | 0.975 | 0.973 | 0.974 | 0.97 | 0.974 | 0.972 | 0.977 | 0.974 | 0.977 | 0.974 | 0.976 | 0.974 | 0.978 | 0.975 | 0.972 | 0.972 | 0.98 | 0.98 | 0.976 | 0.977 | 0.977 | 0.978 | 0.977 | 0.978 | 0.98 | 0.979
Bindoo Generator Unit | BD1 | GU_400050 | RATRUSSAN | 110 | 0.995 | 0.984 | 0.998 | 0.994 | 1 | 0.996 | 0.998 | 0.994 | 0.998 | 0.993 | 0.999 | 0.994 | 0.997 | 0.992 | 0.998 | 0.99 | 0.995 | 0.986 | 0.993 | 0.987 | 0.996 | 0.986 | 0.997 | 0.986 | 0.996 | 0.986
Barranafaddock Windfarm | BF1 | GU_401810 | BARRYMORE | 110 | 0.973 | 0.976 | 0.965 | 0.959 | 0.967 | 0.961 | 0.969 | 0.964 | 0.969 | 0.964 | 0.968 | 0.963 | 0.973 | 0.965 | 0.963 | 0.963 | 0.98 | 0.983 | 0.973 | 0.976 | 0.973 | 0.977 | 0.971 | 0.974 | 0.975 | 0.976
Boggeragh Windfarm Generator Unit | BG1 | GU_400910 | BOGGERAGH | 110 | 0.962 | 0.964 | 0.958 | 0.953 | 0.959 | 0.955 | 0.961 | 0.958 | 0.961 | 0.958 | 0.96 | 0.957 | 0.964 | 0.958 | 0.958 | 0.956 | 0.973 | 0.972 | 0.967 | 0.967 | 0.967 | 0.968 | 0.965 | 0.966 | 0.968 | 0.967
Boggeragh 2 Windfarm | BG2 | GU_401840 | BOGGERAGH | 110 | 0.962 | 0.964 | 0.958 | 0.953 | 0.959 | 0.955 | 0.961 | 0.958 | 0.961 | 0.958 | 0.96 | 0.957 | 0.964 | 0.958 | 0.958 | 0.956 | 0.973 | 0.972 | 0.967 | 0.967 | 0.967 | 0.968 | 0.965 | 0.966 | 0.968 | 0.967
Boolynagleragh Windfarm | BJ1 | GU_403770 | SLIEVECALLAN | 110 | 0.981 | 0.979 | 0.981 | 0.978 | 0.981 | 0.978 | 0.984 | 0.98 | 0.984 | 0.98 | 0.983 | 0.98 | 0.985 | 0.982 | 0.981 | 0.978 | 0.987 | 0.983 | 0.984 | 0.981 | 0.985 | 0.982 | 0.984 | 0.982 | 0.986 | 0.983
Beam Hill Wind Farm | BM1 | GU_404560 | TRILLICK | 110 | 0.962 | 0.944 | 0.972 | 0.964 | 0.975 | 0.967 | 0.974 | 0.965 | 0.975 | 0.964 | 0.976 | 0.964 | 0.975 | 0.964 | 0.975 | 0.957 | 0.971 | 0.952 | 0.973 | 0.953 | 0.973 | 0.953 | 0.974 | 0.953 | 0.973 | 0.954
Bawnmore Windfarm | BN1 | GU_401150 | MACROOM | 110 | 0.966 | 0.968 | 0.961 | 0.956 | 0.962 | 0.958 | 0.964 | 0.961 | 0.964 | 0.961 | 0.964 | 0.96 | 0.968 | 0.962 | 0.961 | 0.959 | 0.977 | 0.976 | 0.971 | 0.971 | 0.97 | 0.972 | 0.968 | 0.969 | 0.972 | 0.971
BRUREE HYDRO | BR1 | GU_400670 | CHARLEVILLE | 110 | 0.974 | 0.976 | 0.969 | 0.963 | 0.97 | 0.964 | 0.972 | 0.968 | 0.973 | 0.968 | 0.972 | 0.967 | 0.976 | 0.969 | 0.968 | 0.966 | 0.983 | 0.983 | 0.977 | 0.977 | 0.977 | 0.978 | 0.975 | 0.975 | 0.978 | 0.977
Ballybay Wind Farm | BS1 | GU_404580 | THURLES | 110 | 0.984 | 0.983 | 0.98 | 0.975 | 0.981 | 0.976 | 0.983 | 0.977 | 0.983 | 0.977 | 0.982 | 0.977 | 0.985 | 0.979 | 0.973 | 0.976 | 0.976 | 0.982 | 0.972 | 0.98 | 0.975 | 0.982 | 0.975 | 0.981 | 0.978 | 0.981
Booltiagh Windfarm | BT1 | GU_401720 | BOOLTIAGH | 110 | 0.977 | 0.976 | 0.978 | 0.975 | 0.978 | 0.976 | 0.98 | 0.978 | 0.98 | 0.978 | 0.979 | 0.977 | 0.981 | 0.979 | 0.978 | 0.976 | 0.984 | 0.981 | 0.981 | 0.979 | 0.982 | 0.981 | 0.981 | 0.98 | 0.984 | 0.981
Booltiagh 2 Wind Farm | BT2 | GU_401730 | BOOLTIAGH | 110 | 0.977 | 0.976 | 0.978 | 0.975 | 0.978 | 0.976 | 0.98 | 0.978 | 0.98 | 0.978 | 0.979 | 0.977 | 0.981 | 0.979 | 0.978 | 0.976 | 0.984 | 0.981 | 0.981 | 0.979 | 0.982 | 0.981 | 0.981 | 0.98 | 0.984 | 0.981
Bruckana Wind Farm Limited | BU1 | GU_401700 | LISHEEN | 110 | 0.98 | 0.977 | 0.975 | 0.968 | 0.977 | 0.969 | 0.979 | 0.97 | 0.978 | 0.97 | 0.977 | 0.969 | 0.981 | 0.972 | 0.967 | 0.971 | 0.971 | 0.977 | 0.967 | 0.974 | 0.971 | 0.976 | 0.971 | 0.975 | 0.973 | 0.975
Ballywater Generator Unit | BW1 | GU_405890 | CRANE | 110 | 0.986 | 0.991 | 0.985 | 0.985 | 0.987 | 0.987 | 0.987 | 0.982 | 0.983 | 0.981 | 0.983 | 0.982 | 0.986 | 0.985 | 0.979 | 0.98 | 0.98 | 0.981 | 0.979 | 0.981 | 0.98 | 0.983 | 0.978 | 0.982 | 0.979 | 0.98
Ballymartin Wind Farm Phase 1 | BX1 | GU_401710 | WATERFORD | 110 | 0.979 | 0.985 | 0.977 | 0.976 | 0.98 | 0.978 | 0.979 | 0.972 | 0.975 | 0.97 | 0.974 | 0.972 | 0.978 | 0.975 | 0.97 | 0.97 | 0.974 | 0.974 | 0.971 | 0.973 | 0.973 | 0.977 | 0.971 | 0.975 | 0.972 | 0.973
Ballymartin Wind Farm Phase 2 | BX2 | GU_401760 | WATERFORD | 110 | 0.979 | 0.985 | 0.977 | 0.976 | 0.98 | 0.978 | 0.979 | 0.972 | 0.975 | 0.97 | 0.974 | 0.972 | 0.978 | 0.975 | 0.97 | 0.97 | 0.974 | 0.974 | 0.971 | 0.973 | 0.973 | 0.977 | 0.971 | 0.975 | 0.972 | 0.973
Ballycadden Wind Farm | BY1 | GU_401290 | LODGEWOOD | 110 | 0.985 | 0.99 | 0.984 | 0.985 | 0.986 | 0.987 | 0.986 | 0.981 | 0.982 | 0.98 | 0.982 | 0.981 | 0.985 | 0.984 | 0.979 | 0.98 | 0.98 | 0.981 | 0.979 | 0.98 | 0.979 | 0.983 | 0.978 | 0.982 | 0.978 | 0.98
Ballycadden Wind Farm Phase 2 | BY2 | GU_401360 | LODGEWOOD | 110 | 0.985 | 0.99 | 0.984 | 0.985 | 0.986 | 0.987 | 0.986 | 0.981 | 0.982 | 0.98 | 0.982 | 0.981 | 0.985 | 0.984 | 0.979 | 0.98 | 0.98 | 0.981 | 0.979 | 0.98 | 0.979 | 0.983 | 0.978 | 0.982 | 0.978 | 0.98
Cark Wind Farm | CAR | GU_403900 | LETTERKENNY | 110 | 0.97 | 0.955 | 0.978 | 0.97 | 0.981 | 0.973 | 0.977 | 0.971 | 0.978 | 0.969 | 0.98 | 0.97 | 0.978 | 0.97 | 0.98 | 0.965 | 0.977 | 0.96 | 0.978 | 0.961 | 0.978 | 0.961 | 0.979 | 0.961 | 0.978 | 0.962
Carraigcannon Windfarm (Gen Unit) | CD1 | GU_401070 | BOGGERAGH | 110 | 0.962 | 0.964 | 0.958 | 0.953 | 0.959 | 0.955 | 0.961 | 0.958 | 0.961 | 0.958 | 0.96 | 0.957 | 0.964 | 0.958 | 0.958 | 0.956 | 0.973 | 0.972 | 0.967 | 0.967 | 0.967 | 0.968 | 0.965 | 0.966 | 0.968 | 0.967
Coomagearlahy Generator Unit | CG1 | GU_404210 | COOMAGEARLAH | 110 | 0.961 | 0.967 | 0.963 | 0.959 | 0.964 | 0.96 | 0.967 | 0.963 | 0.967 | 0.963 | 0.966 | 0.963 | 0.969 | 0.964 | 0.963 | 0.961 | 0.976 | 0.975 | 0.97 | 0.97 | 0.971 | 0.971 | 0.969 | 0.97 | 0.972 | 0.971
SWS Green Energy Gen Unit (Sillahertane) | CG2 | GU_400730 | COOMAGEARLAH | 110 | 0.961 | 0.967 | 0.963 | 0.959 | 0.964 | 0.96 | 0.967 | 0.963 | 0.967 | 0.963 | 0.966 | 0.963 | 0.969 | 0.964 | 0.963 | 0.961 | 0.976 | 0.975 | 0.97 | 0.97 | 0.971 | 0.971 | 0.969 | 0.97 | 0.972 | 0.971
SWS Kilgarvan Ext Inchincoosh | CG3 | GU_400731 | COOMAGEARLAH | 110 | 0.961 | 0.967 | 0.963 | 0.959 | 0.964 | 0.96 | 0.967 | 0.963 | 0.967 | 0.963 | 0.966 | 0.963 | 0.969 | 0.964 | 0.963 | 0.961 | 0.976 | 0.975 | 0.97 | 0.97 | 0.971 | 0.971 | 0.969 | 0.97 | 0.972 | 0.971
Pallas Generator Unit | CJ1 | GU_400660 | CLAHANE | 110 | 0.974 | 0.973 | 0.973 | 0.971 | 0.974 | 0.972 | 0.976 | 0.974 | 0.976 | 0.974 | 0.976 | 0.973 | 0.977 | 0.975 | 0.971 | 0.973 | 0.979 | 0.979 | 0.975 | 0.977 | 0.977 | 0.978 | 0.976 | 0.978 | 0.979 | 0.979
Clahane 2 Windfarm | CJ2 | GU_401980 | CLAHANE | 110 | 0.974 | 0.973 | 0.973 | 0.971 | 0.974 | 0.972 | 0.976 | 0.974 | 0.976 | 0.974 | 0.976 | 0.973 | 0.977 | 0.975 | 0.971 | 0.973 | 0.979 | 0.979 | 0.975 | 0.977 | 0.977 | 0.978 | 0.976 | 0.978 | 0.979 | 0.979
Castledockrell Windfarm (Gen Unit) | CK1 | GU_403390 | LODGEWOOD | 110 | 0.985 | 0.99 | 0.984 | 0.985 | 0.986 | 0.987 | 0.986 | 0.981 | 0.982 | 0.98 | 0.982 | 0.981 | 0.985 | 0.984 | 0.979 | 0.98 | 0.98 | 0.981 | 0.979 | 0.98 | 0.979 | 0.983 | 0.978 | 0.982 | 0.978 | 0.98
Cloghboola Wind Farm | CL1 | GU_404570 | CLOGHBOOLA | 110 | 0.974 | 0.974 | 0.974 | 0.973 | 0.974 | 0.974 | 0.976 | 0.975 | 0.976 | 0.975 | 0.976 | 0.975 | 0.977 | 0.976 | 0.974 | 0.974 | 0.981 | 0.98 | 0.978 | 0.978 | 0.979 | 0.98 | 0.979 | 0.979 | 0.981 | 0.98
Carnsore Point Generator Unit | CNS | GU_400470 | WEXFORD | 110 | 0.985 | 0.99 | 0.983 | 0.983 | 0.986 | 0.985 | 0.986 | 0.98 | 0.982 | 0.978 | 0.981 | 0.979 | 0.984 | 0.982 | 0.976 | 0.977 | 0.977 | 0.979 | 0.975 | 0.978 | 0.977 | 0.981 | 0.976 | 0.98 | 0.976 | 0.978
Cappawhite | CP1 | GU_402150 | CAUTEEN | 110 | 0.978 | 0.978 | 0.975 | 0.97 | 0.976 | 0.971 | 0.978 | 0.973 | 0.978 | 0.972 | 0.977 | 0.972 | 0.981 | 0.975 | 0.973 | 0.973 | 0.98 | 0.981 | 0.976 | 0.978 | 0.978 | 0.98 | 0.976 | 0.979 | 0.979 | 0.979
Cappawhite B Windfarm | CP3 | GU_402340 | CAUTEEN | 110 | 0.978 | 0.978 | 0.975 | 0.97 | 0.976 | 0.971 | 0.978 | 0.973 | 0.978 | 0.972 | 0.977 | 0.972 | 0.981 | 0.975 | 0.973 | 0.973 | 0.98 | 0.981 | 0.976 | 0.978 | 0.978 | 0.98 | 0.976 | 0.979 | 0.979 | 0.979
Clady Generating Station | CU1 | GU_401190 | BINBANE | 110 | 0.971 | 0.959 | 0.978 | 0.973 | 0.98 | 0.975 | 0.978 | 0.974 | 0.978 | 0.972 | 0.981 | 0.973 | 0.979 | 0.973 | 0.98 | 0.968 | 0.978 | 0.963 | 0.98 | 0.964 | 0.979 | 0.965 | 0.98 | 0.965 | 0.979 | 0.965
Cuillagh Generator Unit | CUH | GU_400030 | LETTERKENNY | 110 | 0.97 | 0.955 | 0.978 | 0.97 | 0.981 | 0.973 | 0.977 | 0.971 | 0.978 | 0.969 | 0.98 | 0.97 | 0.978 | 0.97 | 0.98 | 0.965 | 0.977 | 0.96 | 0.978 | 0.961 | 0.978 | 0.961 | 0.979 | 0.961 | 0.978 | 0.962
Coomacheo Generator Unit | CZ1 | GU_400591 | GARROW | 110 | 0.966 | 0.967 | 0.963 | 0.959 | 0.964 | 0.961 | 0.966 | 0.964 | 0.966 | 0.963 | 0.965 | 0.963 | 0.968 | 0.964 | 0.963 | 0.961 | 0.976 | 0.975 | 0.971 | 0.971 | 0.971 | 0.972 | 0.969 | 0.97 | 0.972 | 0.972
Glanaruddery 1 Windfarm | DA1 | GU_404490 | CLOGHBOOLA | 110 | 0.974 | 0.974 | 0.974 | 0.973 | 0.974 | 0.974 | 0.976 | 0.975 | 0.976 | 0.975 | 0.976 | 0.975 | 0.977 | 0.976 | 0.974 | 0.974 | 0.981 | 0.98 | 0.978 | 0.978 | 0.979 | 0.98 | 0.979 | 0.979 | 0.981 | 0.98
Glanaruddery 2 Windfarm | DA2 | GU_404500 | CLOGHBOOLA | 110 | 0.974 | 0.974 | 0.974 | 0.973 | 0.974 | 0.974 | 0.976 | 0.975 | 0.976 | 0.975 | 0.976 | 0.975 | 0.977 | 0.976 | 0.974 | 0.974 | 0.981 | 0.98 | 0.978 | 0.978 | 0.979 | 0.98 | 0.979 | 0.979 | 0.981 | 0.98
Dublin Bay Generator Unit | DB1 | GU_400500 | IRISHTOWN | 220 | 1.003 | 1.007 | 1.003 | 1.005 | 1.002 | 1.005 | 1.004 | 1.006 | 1.003 | 1.006 | 1.002 | 1.005 | 1.004 | 1.008 | 1.005 | 1.008 | 1.005 | 1.007 | 1.005 | 1.007 | 1.003 | 1.006 | 1.002 | 1.005 | 1.002 | 1.006
Huntstown TEG1 | DG1 | GU_405860 | DUNSOGHLY | 110 | 1.003 | 1.007 | 1.008 | 1.012 | 1.005 | 1.01 | 1.006 | 1.009 | 1.008 | 1.013 | 1.007 | 1.013 | 1.005 | 1.01 | 1.008 | 1.013 | 1.005 | 1.009 | 1.004 | 1.01 | 1.005 | 1.009 | 1.005 | 1.01 | 1.006 | 1.011
Cordal 1 Windfarm | DL1 | GU_402110 | CORDAL | 110 | 0.968 | 0.969 | 0.966 | 0.963 | 0.966 | 0.964 | 0.969 | 0.966 | 0.968 | 0.966 | 0.968 | 0.966 | 0.971 | 0.967 | 0.966 | 0.965 | 0.977 | 0.976 | 0.973 | 0.973 | 0.973 | 0.974 | 0.972 | 0.972 | 0.974 | 0.974
Cordal 2 Windfarm | DL2 | GU_402130 | CORDAL | 110 | 0.968 | 0.969 | 0.966 | 0.963 | 0.966 | 0.964 | 0.969 | 0.966 | 0.968 | 0.966 | 0.968 | 0.966 | 0.971 | 0.967 | 0.966 | 0.965 | 0.977 | 0.976 | 0.973 | 0.973 | 0.973 | 0.974 | 0.972 | 0.972 | 0.974 | 0.974
Derrinlough Windfarm | DN1 | GU_406620 | STONESTOWN | 110 | 0.992 | 0.99 | 0.994 | 0.989 | 0.994 | 0.99 | 0.993 | 0.99 | 0.992 | 0.991 | 0.993 | 0.99 | 0.994 | 0.991 | 0.99 | 0.989 | 0.99 | 0.988 | 0.991 | 0.989 | 0.995 | 0.993 | 0.996 | 0.995 | 0.992 | 0.99
Dromada Windfarm Generator Unit | DR1 | GU_400920 | DROMADA | 110 | 0.975 | 0.976 | 0.976 | 0.975 | 0.976 | 0.975 | 0.978 | 0.977 | 0.977 | 0.977 | 0.977 | 0.977 | 0.979 | 0.978 | 0.976 | 0.976 | 0.982 | 0.982 | 0.98 | 0.98 | 0.981 | 0.981 | 0.98 | 0.981 | 0.982 | 0.982
Derrysallagh Windfarm | DS1 | GU_405830 | GARVAGH | 110 | 0.982 | 0.972 | 0.986 | 0.981 | 0.987 | 0.983 | 0.987 | 0.982 | 0.987 | 0.981 | 0.987 | 0.981 | 0.987 | 0.981 | 0.986 | 0.978 | 0.986 | 0.976 | 0.985 | 0.977 | 0.987 | 0.976 | 0.987 | 0.976 | 0.987 | 0.977
Dromdeeveen Windfarm | DV1 | GU_401240 | GLENLARA | 110 | 0.975 | 0.975 | 0.969 | 0.962 | 0.97 | 0.964 | 0.973 | 0.968 | 0.974 | 0.967 | 0.973 | 0.967 | 0.977 | 0.969 | 0.968 | 0.967 | 0.984 | 0.983 | 0.977 | 0.978 | 0.977 | 0.979 | 0.975 | 0.976 | 0.979 | 0.978
Dublin Waste to Energy | DW1 | GU_402030 | RINGSEND | 110 | 1.005 | 1.009 | 1.004 | 1.007 | 1.003 | 1.006 | 1.005 | 1.007 | 1.005 | 1.007 | 1.004 | 1.007 | 1.005 | 1.008 | 1.006 | 1.009 | 1.005 | 1.008 | 1.005 | 1.008 | 1.004 | 1.007 | 1.003 | 1.006 | 1.004 | 1.007
Derrybrien Wind Farm | DY1 | GU_401440 | DERRYBRIEN | 110 | 0.978 | 0.977 | 0.98 | 0.977 | 0.98 | 0.977 | 0.983 | 0.979 | 0.983 | 0.979 | 0.982 | 0.978 | 0.984 | 0.98 | 0.978 | 0.977 | 0.982 | 0.982 | 0.979 | 0.98 | 0.982 | 0.981 | 0.981 | 0.981 | 0.982 | 0.981
Edenderry Power Supply | ED1 | GU_401860 | CUSHALING | 110 | 0.979 | 0.975 | 0.99 | 0.985 | 0.975 | 0.969 | 0.981 | 0.975 | 0.978 | 0.971 | 0.976 | 0.97 | 0.977 | 0.971 | 0.975 | 0.97 | 0.973 | 0.97 | 0.973 | 0.97 | 0.991 | 0.987 | 0.99 | 0.99 | 0.974 | 0.97
Cushaling Power PPMG1 | ED3 | GU_401010 | CUSHALING | 110 | 0.979 | 0.975 | 0.99 | 0.985 | 0.975 | 0.969 | 0.981 | 0.975 | 0.978 | 0.971 | 0.976 | 0.97 | 0.977 | 0.971 | 0.975 | 0.97 | 0.973 | 0.97 | 0.973 | 0.97 | 0.991 | 0.987 | 0.99 | 0.99 | 0.974 | 0.97
Cushaling Power PPMG2 | ED5 | GU_401011 | CUSHALING | 110 | 0.979 | 0.975 | 0.99 | 0.985 | 0.975 | 0.969 | 0.981 | 0.975 | 0.978 | 0.971 | 0.976 | 0.97 | 0.977 | 0.971 | 0.975 | 0.97 | 0.973 | 0.97 | 0.973 | 0.97 | 0.991 | 0.987 | 0.99 | 0.99 | 0.974 | 0.97
Erne 1 Generator Unit | ER1 | GU_400210 | CLIFF | 110 | 0.973 | 0.962 | 0.978 | 0.975 | 0.979 | 0.977 | 0.978 | 0.975 | 0.977 | 0.973 | 0.98 | 0.974 | 0.979 | 0.975 | 0.981 | 0.971 | 0.98 | 0.966 | 0.981 | 0.968 | 0.981 | 0.968 | 0.981 | 0.968 | 0.98 | 0.969
Erne 2 Generator Unit | ER2 | GU_400211 | CLIFF | 110 | 0.973 | 0.962 | 0.978 | 0.975 | 0.979 | 0.977 | 0.978 | 0.975 | 0.977 | 0.973 | 0.98 | 0.974 | 0.979 | 0.975 | 0.981 | 0.971 | 0.98 | 0.966 | 0.981 | 0.968 | 0.981 | 0.968 | 0.981 | 0.968 | 0.98 | 0.969
Erne 3 Generator Unit | ER3 | GU_400220 | CATH_FALL | 110 | 0.973 | 0.962 | 0.979 | 0.975 | 0.98 | 0.977 | 0.978 | 0.975 | 0.978 | 0.973 | 0.981 | 0.975 | 0.98 | 0.975 | 0.981 | 0.971 | 0.98 | 0.966 | 0.982 | 0.968 | 0.981 | 0.968 | 0.981 | 0.968 | 0.98 | 0.969
Erne 4 Generator Unit | ER4 | GU_400221 | CATH_FALL | 110 | 0.973 | 0.962 | 0.979 | 0.975 | 0.98 | 0.977 | 0.978 | 0.975 | 0.978 | 0.973 | 0.981 | 0.975 | 0.98 | 0.975 | 0.981 | 0.971 | 0.98 | 0.966 | 0.982 | 0.968 | 0.981 | 0.968 | 0.981 | 0.968 | 0.98 | 0.969
Esk Windfarm | ES1 | GU_404340 | BOGGERAGH | 110 | 0.962 | 0.964 | 0.958 | 0.953 | 0.959 | 0.955 | 0.961 | 0.958 | 0.961 | 0.958 | 0.96 | 0.957 | 0.964 | 0.958 | 0.958 | 0.956 | 0.973 | 0.972 | 0.967 | 0.967 | 0.967 | 0.968 | 0.965 | 0.966 | 0.968 | 0.967
EWIC | EW1 | I_ROIEWIC | EWIC | 400 | 0.953 | 0.953 | 0.953 | 0.953 | 0.953 | 0.953 | 0.953 | 0.953 | 0.953 | 0.953 | 0.953 | 0.953 | 0.953 | 0.953 | 0.953 | 0.953 | 0.953 | 0.953 | 0.953 | 0.953 | 0.953 | 0.953 | 0.953 | 0.953 | 0.953 | 0.953
Corduff Flexgen | FG2 | GU_403680 | CORDUFF | 110 | 1.005 | 1.01 | 1.008 | 1.012 | 1.005 | 1.01 | 1.005 | 1.009 | 1.008 | 1.013 | 1.007 | 1.013 | 1.005 | 1.01 | 1.007 | 1.012 | 1.004 | 1.009 | 1.004 | 1.01 | 1.005 | 1.009 | 1.005 | 1.01 | 1.006 | 1.011
Gartnaneane Generator Unit | GA2 | GU_400041 | MEATH HILL | 110 | 1.001 | 0.993 | 1.003 | 1.002 | 1.005 | 1.003 | 1.003 | 1.001 | 1.003 | 1 | 1.004 | 1.001 | 1.001 | 0.999 | 1.003 | 0.998 | 0.999 | 0.993 | 0.998 | 0.994 | 1 | 0.993 | 1.001 | 0.994 | 1.001 | 0.993
Grousemount Windfarm | GD1 | GU_403790 | COOMATAGGART | 110 | 0.964 | 0.964 | 0.961 | 0.957 | 0.961 | 0.958 | 0.963 | 0.961 | 0.963 | 0.961 | 0.963 | 0.96 | 0.966 | 0.961 | 0.96 | 0.959 | 0.974 | 0.973 | 0.968 | 0.968 | 0.969 | 0.969 | 0.967 | 0.967 | 0.97 | 0.969
Gortahile Windfarm Ltd Generator Unit | GE1 | GU_401060 | CARLOW | 110 | 0.991 | 0.993 | 0.991 | 0.991 | 0.991 | 0.992 | 0.991 | 0.989 | 0.989 | 0.988 | 0.988 | 0.988 | 0.992 | 0.991 | 0.986 | 0.986 | 0.988 | 0.986 | 0.986 | 0.986 | 0.987 | 0.989 | 0.986 | 0.988 | 0.986 | 0.986
Gorman BESS | GF1 | GU_404260 | GORMAN | 110 | 1.002 | 0.998 | 1.003 | 1.004 | 1.005 | 1.005 | 1.003 | 1.003 | 1.004 | 1.003 | 1.004 | 1.003 | 1.002 | 1.002 | 1.004 | 1.001 | 1 | 0.997 | 1 | 0.998 | 1.001 | 0.997 | 1.002 | 0.998 | 1.001 | 0.998
Garvagh Glebe Generator Unit | GH1 | GU_400950 | GARVAGH | 110 | 0.982 | 0.972 | 0.986 | 0.981 | 0.987 | 0.983 | 0.987 | 0.982 | 0.987 | 0.981 | 0.987 | 0.981 | 0.987 | 0.981 | 0.986 | 0.978 | 0.986 | 0.976 | 0.985 | 0.977 | 0.987 | 0.976 | 0.987 | 0.976 | 0.987 | 0.977
Tullynahaw Generator Unit | GH2 | GU_400940 | GARVAGH | 110 | 0.982 | 0.972 | 0.986 | 0.981 | 0.987 | 0.983 | 0.987 | 0.982 | 0.987 | 0.981 | 0.987 | 0.981 | 0.987 | 0.981 | 0.986 | 0.978 | 0.986 | 0.976 | 0.985 | 0.977 | 0.987 | 0.976 | 0.987 | 0.976 | 0.987 | 0.977
Great Island CCGT | GI4 | GU_400762 | GREAT ISLAND | 220 | 0.979 | 0.985 | 0.977 | 0.977 | 0.98 | 0.979 | 0.979 | 0.972 | 0.974 | 0.97 | 0.974 | 0.972 | 0.978 | 0.975 | 0.97 | 0.97 | 0.973 | 0.973 | 0.971 | 0.972 | 0.972 | 0.976 | 0.971 | 0.974 | 0.971 | 0.972
Bunnyconnellan Windfarm | GJ1 | GU_403880 | GLENREE | 110 | 0.955 | 0.942 | 0.964 | 0.955 | 0.967 | 0.958 | 0.968 | 0.958 | 0.969 | 0.959 | 0.969 | 0.958 | 0.968 | 0.959 | 0.964 | 0.955 | 0.965 | 0.954 | 0.964 | 0.954 | 0.964 | 0.953 | 0.964 | 0.953 | 0.966 | 0.955
Midas Generator Unit | GLC | GU_400060 | GLANLEE | 110 | 0.96 | 0.965 | 0.963 | 0.959 | 0.964 | 0.961 | 0.967 | 0.964 | 0.967 | 0.963 | 0.966 | 0.963 | 0.969 | 0.964 | 0.963 | 0.962 | 0.976 | 0.975 | 0.97 | 0.97 | 0.971 | 0.972 | 0.969 | 0.97 | 0.973 | 0.971
Greenlink | GLK | I_ROIGRLK | LOUGHTOWN | 150 | 0.977 | 0.977 | 0.977 | 0.977 | 0.977 | 0.977 | 0.977 | 0.977 | 0.977 | 0.977 | 0.977 | 0.977 | 0.977 | 0.977 | 0.977 | 0.977 | 0.977 | 0.977 | 0.977 | 0.977 | 0.977 | 0.977 | 0.977 | 0.977 | 0.977 | 0.977
Garracummer Wind Farm Ltd | GM1 | GU_401740 | CAUTEEN | 110 | 0.978 | 0.978 | 0.975 | 0.97 | 0.976 | 0.971 | 0.978 | 0.973 | 0.978 | 0.972 | 0.977 | 0.972 | 0.981 | 0.975 | 0.973 | 0.973 | 0.98 | 0.981 | 0.976 | 0.978 | 0.978 | 0.98 | 0.976 | 0.979 | 0.979 | 0.979
Barnesmore (Golagh) Windfarm | GO1 | GU_404450 | GOLAGH | 110 | 0.967 | 0.955 | 0.974 | 0.97 | 0.976 | 0.972 | 0.974 | 0.97 | 0.974 | 0.968 | 0.976 | 0.969 | 0.975 | 0.97 | 0.977 | 0.965 | 0.974 | 0.96 | 0.976 | 0.962 | 0.976 | 0.962 | 0.976 | 0.962 | 0.975 | 0.963
Golagh BESS | GO2 | GU_404270 | GOLAGH | 110 | 0.967 | 0.955 | 0.974 | 0.97 | 0.976 | 0.972 | 0.974 | 0.97 | 0.974 | 0.968 | 0.976 | 0.969 | 0.975 | 0.97 | 0.977 | 0.965 | 0.974 | 0.96 | 0.976 | 0.962 | 0.976 | 0.962 | 0.976 | 0.962 | 0.975 | 0.963
Gardnershill Battery | GP1 | GU_404510 | FINGLAS | 220 | 1.003 | 1.007 | 1.004 | 1.007 | 1.001 | 1.005 | 1.002 | 1.005 | 1.004 | 1.008 | 1.003 | 1.008 | 1.003 | 1.006 | 1.005 | 1.008 | 1.002 | 1.005 | 1.002 | 1.005 | 1.002 | 1.005 | 1.002 | 1.005 | 1.002 | 1.006
Grove Hill Windfarm | GR1 | GU_401890 | DUNDALK | 110 | 1.003 | 0.994 | 1.005 | 1.004 | 1.008 | 1.005 | 1.004 | 1.001 | 1.004 | 1 | 1.005 | 1.001 | 1.002 | 0.999 | 1.005 | 0.998 | 1 | 0.992 | 0.998 | 0.994 | 1.002 | 0.993 | 1.003 | 0.993 | 1.002 | 0.993
Gibbet Hill Windfarm | GT1 | GU_401340 | LODGEWOOD | 110 | 0.985 | 0.99 | 0.984 | 0.985 | 0.986 | 0.987 | 0.986 | 0.981 | 0.982 | 0.98 | 0.982 | 0.981 | 0.985 | 0.984 | 0.979 | 0.98 | 0.98 | 0.981 | 0.979 | 0.98 | 0.979 | 0.983 | 0.978 | 0.982 | 0.978 | 0.98
Glenough Windfarm | GU1 | GU_401250 | CAUTEEN | 110 | 0.978 | 0.978 | 0.975 | 0.97 | 0.976 | 0.971 | 0.978 | 0.973 | 0.978 | 0.972 | 0.977 | 0.972 | 0.981 | 0.975 | 0.973 | 0.973 | 0.98 | 0.981 | 0.976 | 0.978 | 0.978 | 0.98 | 0.976 | 0.979 | 0.979 | 0.979
Grouselodge Windfarm (Gen Unit) | GW1 | GU_401090 | RATHKEALE | 110 | 0.98 | 0.979 | 0.98 | 0.977 | 0.98 | 0.977 | 0.982 | 0.979 | 0.982 | 0.979 | 0.982 | 0.979 | 0.985 | 0.981 | 0.98 | 0.981 | 0.986 | 0.986 | 0.983 | 0.984 | 0.984 | 0.985 | 0.983 | 0.985 | 0.986 | 0.986
Glencarbry Windfarm | GY1 | GU_404470 | CAUTEEN | 110 | 0.978 | 0.978 | 0.975 | 0.97 | 0.976 | 0.971 | 0.978 | 0.973 | 0.978 | 0.972 | 0.977 | 0.972 | 0.981 | 0.975 | 0.973 | 0.973 | 0.98 | 0.981 | 0.976 | 0.978 | 0.978 | 0.98 | 0.976 | 0.979 | 0.979 | 0.979
VPL Generation Unit | HN2 | GU_400540 | HUNTSTOWN | 220 | 1.003 | 1.007 | 1.004 | 1.007 | 1.001 | 1.005 | 1.002 | 1.005 | 1.004 | 1.008 | 1.003 | 1.008 | 1.002 | 1.006 | 1.005 | 1.008 | 1.002 | 1.004 | 1.001 | 1.005 | 1.002 | 1.004 | 1.002 | 1.005 | 1.002 | 1.006
HPC1 Generation Unit | HNC | GU_400480 | HUNTSTOWN | 220 | 1.003 | 1.007 | 1.004 | 1.007 | 1.001 | 1.005 | 1.002 | 1.005 | 1.004 | 1.008 | 1.003 | 1.008 | 1.002 | 1.006 | 1.005 | 1.008 | 1.002 | 1.004 | 1.001 | 1.005 | 1.002 | 1.004 | 1.002 | 1.005 | 1.002 | 1.006
Hilltown Solar | HS1 | GU_405090 | BALTRASNA | 110 | 1.005 | 1.008 | 1.007 | 1.011 | 1.006 | 1.01 | 1.006 | 1.009 | 1.008 | 1.012 | 1.007 | 1.012 | 1.004 | 1.009 | 1.007 | 1.011 | 1.003 | 1.007 | 1.002 | 1.008 | 1.004 | 1.007 | 1.004 | 1.008 | 1.005 | 1.009
Hortland Solar | HT1 | GU_405100 | KINNEGAD | 110 | 1.001 | 1.004 | 1.006 | 1.007 | 1.003 | 1.004 | 1.006 | 1.006 | 1.005 | 1.006 | 1.004 | 1.006 | 1.004 | 1.006 | 1.001 | 1.002 | 0.999 | 1.001 | 0.998 | 1.001 | 1.002 | 1.004 | 1.002 | 1.005 | 1 | 1.001
Gallanstown Solar | IA1 | GU_405840 | GALLANSTOWN | 110 | 1.005 | 1.009 | 1.006 | 1.012 | 1.005 | 1.01 | 1.005 | 1.009 | 1.007 | 1.012 | 1.006 | 1.012 | 1.003 | 1.01 | 1.005 | 1.012 | 1.001 | 1.008 | 1 | 1.009 | 1.002 | 1.008 | 1.002 | 1.009 | 1.003 | 1.01
Harlockstown Solar | IA2 | GU_407330 | GALLANSTOWN | 110 | 1.005 | 1.009 | 1.006 | 1.012 | 1.005 | 1.01 | 1.005 | 1.009 | 1.007 | 1.012 | 1.006 | 1.012 | 1.003 | 1.01 | 1.005 | 1.012 | 1.001 | 1.008 | 1 | 1.009 | 1.002 | 1.008 | 1.002 | 1.009 | 1.003 | 1.01
Kylemore BESS | IH1 | GU_403630 | INCHICORE | 110 | 1.004 | 1.008 | 1.004 | 1.007 | 1.003 | 1.006 | 1.005 | 1.007 | 1.004 | 1.007 | 1.003 | 1.007 | 1.005 | 1.008 | 1.006 | 1.009 | 1.006 | 1.008 | 1.005 | 1.008 | 1.005 | 1.007 | 1.003 | 1.006 | 1.004 | 1.007
South Wall BESS | IS2 | GU_403600 | IRISHTOWN | 220 | 1.003 | 1.007 | 1.003 | 1.005 | 1.002 | 1.005 | 1.004 | 1.006 | 1.003 | 1.006 | 1.002 | 1.005 | 1.004 | 1.008 | 1.005 | 1.008 | 1.005 | 1.007 | 1.005 | 1.007 | 1.003 | 1.006 | 1.002 | 1.005 | 1.002 | 1.006
Ringsend Flexgen | IS3 | GU_403610 | IRISHTOWN | 220 | 1.003 | 1.007 | 1.003 | 1.005 | 1.002 | 1.005 | 1.004 | 1.006 | 1.003 | 1.006 | 1.002 | 1.005 | 1.004 | 1.008 | 1.005 | 1.008 | 1.005 | 1.007 | 1.005 | 1.007 | 1.003 | 1.006 | 1.002 | 1.005 | 1.002 | 1.006
Indaver - Meath Waste - Generator | IW1 | GU_401230 | DRYBRIDGE | 110 | 1.005 | 1.005 | 1.007 | 1.009 | 1.007 | 1.009 | 1.006 | 1.008 | 1.007 | 1.009 | 1.007 | 1.009 | 1.004 | 1.007 | 1.007 | 1.008 | 1.002 | 1.004 | 1.001 | 1.005 | 1.003 | 1.004 | 1.004 | 1.005 | 1.004 | 1.005
Knockglass Solar | JG1 | GU_405080 | MACROOM | 110 | 0.966 | 0.968 | 0.961 | 0.956 | 0.962 | 0.958 | 0.964 | 0.961 | 0.964 | 0.961 | 0.964 | 0.96 | 0.968 | 0.962 | 0.961 | 0.959 | 0.977 | 0.976 | 0.971 | 0.971 | 0.97 | 0.972 | 0.968 | 0.969 | 0.972 | 0.971
Knockacummer Wind Farm | KC1 | GU_401770 | KNOCKACUMMER | 110 | 0.965 | 0.965 | 0.963 | 0.96 | 0.963 | 0.961 | 0.966 | 0.963 | 0.965 | 0.963 | 0.965 | 0.962 | 0.968 | 0.964 | 0.963 | 0.962 | 0.974 | 0.973 | 0.969 | 0.969 | 0.97 | 0.97 | 0.969 | 0.969 | 0.971 | 0.97
Knockalassa Windfarm | KD1 | GU_403940 | SLIEVECALLAN | 110 | 0.981 | 0.979 | 0.981 | 0.978 | 0.981 | 0.978 | 0.984 | 0.98 | 0.984 | 0.98 | 0.983 | 0.98 | 0.985 | 0.982 | 0.981 | 0.978 | 0.987 | 0.983 | 0.984 | 0.981 | 0.985 | 0.982 | 0.984 | 0.982 | 0.986 | 0.983
Killala Windfarm | KF1 | GU_403750 | TAWNAGHMORE | 110 | 0.952 | 0.938 | 0.961 | 0.951 | 0.964 | 0.954 | 0.965 | 0.955 | 0.967 | 0.956 | 0.966 | 0.955 | 0.965 | 0.956 | 0.96 | 0.952 | 0.962 | 0.951 | 0.961 | 0.951 | 0.96 | 0.95 | 0.96 | 0.95 | 0.963 | 0.952
Killala Battery | KF2 | GU_404550 | TAWNAGHMORE | 110 | 0.952 | 0.938 | 0.961 | 0.951 | 0.964 | 0.954 | 0.965 | 0.955 | 0.967 | 0.956 | 0.966 | 0.955 | 0.965 | 0.956 | 0.96 | 0.952 | 0.962 | 0.951 | 0.961 | 0.951 | 0.96 | 0.95 | 0.96 | 0.95 | 0.963 | 0.952
Dunneil Windfarm (Kingsmountain Phase 2) | KG2 | GU_400021 | CUNGHILL | 110 | 0.969 | 0.957 | 0.975 | 0.968 | 0.977 | 0.97 | 0.978 | 0.97 | 0.978 | 0.97 | 0.978 | 0.97 | 0.978 | 0.97 | 0.976 | 0.967 | 0.976 | 0.965 | 0.975 | 0.965 | 0.975 | 0.965 | 0.976 | 0.965 | 0.977 | 0.966
Kingsmountain Generator Unit | KGM | GU_400020 | CUNGHILL | 110 | 0.969 | 0.957 | 0.975 | 0.968 | 0.977 | 0.97 | 0.978 | 0.97 | 0.978 | 0.97 | 0.978 | 0.97 | 0.978 | 0.97 | 0.976 | 0.967 | 0.976 | 0.965 | 0.975 | 0.965 | 0.975 | 0.965 | 0.976 | 0.965 | 0.977 | 0.966
Kill Hill Wind Farm Limited | KH1 | GU_401780 | KILL HILL | 110 | 0.983 | 0.982 | 0.98 | 0.974 | 0.981 | 0.975 | 0.983 | 0.976 | 0.982 | 0.975 | 0.982 | 0.975 | 0.985 | 0.978 | 0.973 | 0.976 | 0.978 | 0.983 | 0.974 | 0.98 | 0.977 | 0.982 | 0.976 | 0.981 | 0.979 | 0.981
Cloghanaleskirt Windfarm | KI1 | GU_402280 | CLOGHBOOLA | 110 | 0.974 | 0.974 | 0.974 | 0.973 | 0.974 | 0.974 | 0.976 | 0.975 | 0.976 | 0.975 | 0.976 | 0.975 | 0.977 | 0.976 | 0.974 | 0.974 | 0.981 | 0.98 | 0.978 | 0.978 | 0.979 | 0.98 | 0.979 | 0.979 | 0.981 | 0.98
Knock South Windfarm | KK1 | GU_401140 | GALWAY | 110 | 0.986 | 0.982 | 0.985 | 0.982 | 0.985 | 0.984 | 0.988 | 0.985 | 0.988 | 0.986 | 0.987 | 0.985 | 0.988 | 0.985 | 0.985 | 0.982 | 0.99 | 0.984 | 0.989 | 0.984 | 0.988 | 0.983 | 0.988 | 0.983 | 0.99 | 0.985
Knocknagoum Windfarm Limited | KM1 | GU_401350 | REAMORE | 110 | 0.974 | 0.972 | 0.973 | 0.969 | 0.973 | 0.971 | 0.976 | 0.973 | 0.976 | 0.973 | 0.975 | 0.973 | 0.977 | 0.974 | 0.972 | 0.971 | 0.979 | 0.979 | 0.975 | 0.976 | 0.977 | 0.977 | 0.976 | 0.977 | 0.979 | 0.978
Knocknatallig Windfarm | KQ1 | GU_403930 | CHARLEVILLE | 110 | 0.974 | 0.976 | 0.969 | 0.963 | 0.97 | 0.964 | 0.972 | 0.968 | 0.973 | 0.968 | 0.972 | 0.967 | 0.976 | 0.969 | 0.968 | 0.966 | 0.983 | 0.983 | 0.977 | 0.977 | 0.977 | 0.978 | 0.975 | 0.975 | 0.978 | 0.977
Knockalough WFPS | KU1 | GU_403380 | KNOCKALOUGH | 110 | 0.983 | 0.978 | 0.984 | 0.978 | 0.985 | 0.98 | 0.987 | 0.981 | 0.988 | 0.982 | 0.987 | 0.981 | 0.988 | 0.981 | 0.984 | 0.978 | 0.989 | 0.98 | 0.988 | 0.98 | 0.987 | 0.979 | 0.987 | 0.979 | 0.989 | 0.981
Kilaveenoge 1 WF | KV1 | GU_401950 | DUNMANWAY | 110 | 0.966 | 0.967 | 0.961 | 0.954 | 0.963 | 0.957 | 0.965 | 0.961 | 0.966 | 0.96 | 0.965 | 0.96 | 0.969 | 0.961 | 0.961 | 0.958 | 0.977 | 0.976 | 0.971 | 0.97 | 0.971 | 0.971 | 0.969 | 0.968 | 0.973 | 0.97
Knockawarriga 1 Windfarm | KW1 | GU_404200 | TRIEN | 110 | 0.976 | 0.976 | 0.976 | 0.975 | 0.976 | 0.975 | 0.978 | 0.977 | 0.977 | 0.977 | 0.977 | 0.977 | 0.979 | 0.978 | 0.976 | 0.976 | 0.982 | 0.982 | 0.98 | 0.98 | 0.981 | 0.981 | 0.98 | 0.981 | 0.982 | 0.982
Knockawarriga 2 Windfarm | KW2 | GU_404290 | TRIEN | 110 | 0.976 | 0.976 | 0.975 | 0.974 | 0.976 | 0.975 | 0.978 | 0.976 | 0.978 | 0.977 | 0.977 | 0.976 | 0.979 | 0.977 | 0.975 | 0.975 | 0.981 | 0.981 | 0.978 | 0.979 | 0.979 | 0.98 | 0.979 | 0.98 | 0.982 | 0.981
Kelwin 1 Windfarm | KZ1 | GU_402300 | KILPADDOGE | 110 | 0.977 | 0.977 | 0.977 | 0.976 | 0.977 | 0.977 | 0.979 | 0.978 | 0.978 | 0.978 | 0.978 | 0.978 | 0.98 | 0.979 | 0.977 | 0.978 | 0.983 | 0.983 | 0.98 | 0.981 | 0.982 | 0.983 | 0.981 | 0.982 | 0.983 | 0.983
Kelwin 3 Diesel Unit | KZ3 | GU_403000 | KILPADDOGE | 110 | 0.977 | 0.977 | 0.977 | 0.976 | 0.977 | 0.977 | 0.979 | 0.978 | 0.978 | 0.978 | 0.978 | 0.978 | 0.98 | 0.979 | 0.977 | 0.978 | 0.983 | 0.983 | 0.98 | 0.981 | 0.982 | 0.983 | 0.981 | 0.982 | 0.983 | 0.983
Kelwin 4 Battery | KZ4 | GU_404520 | KILPADDOGE | 110 | 0.977 | 0.977 | 0.977 | 0.976 | 0.977 | 0.977 | 0.979 | 0.978 | 0.978 | 0.978 | 0.978 | 0.978 | 0.98 | 0.979 | 0.977 | 0.978 | 0.983 | 0.983 | 0.98 | 0.981 | 0.982 | 0.983 | 0.981 | 0.982 | 0.983 | 0.983
Drumlins Windfarm | LA1 | GU_406610 | LISLEA | 110 | 1 | 0.989 | 0.999 | 0.995 | 1.001 | 0.997 | 1 | 0.995 | 1 | 0.994 | 1.001 | 0.994 | 0.998 | 0.993 | 1 | 0.99 | 0.997 | 0.985 | 0.996 | 0.986 | 0.996 | 0.986 | 0.998 | 0.986 | 0.998 | 0.986
Inniscarra (Lee unit 1) Generator Unit | LE1 | GU_400280 | INISCARRA | 110 | 0.969 | 0.972 | 0.961 | 0.956 | 0.962 | 0.958 | 0.964 | 0.962 | 0.964 | 0.961 | 0.964 | 0.961 | 0.969 | 0.963 | 0.961 | 0.96 | 0.98 | 0.98 | 0.973 | 0.973 | 0.972 | 0.974 | 0.97 | 0.971 | 0.974 | 0.973
Lee unit 2 Generator Unit | LE2 | GU_400281 | INISCARRA | 110 | 0.969 | 0.972 | 0.961 | 0.956 | 0.962 | 0.958 | 0.964 | 0.962 | 0.964 | 0.961 | 0.964 | 0.961 | 0.969 | 0.963 | 0.961 | 0.96 | 0.98 | 0.98 | 0.973 | 0.973 | 0.972 | 0.974 | 0.97 | 0.971 | 0.974 | 0.973
Carrigadrohid Generator Unit | LE3 | GU_400290 | CARRIGADROHI | 110 | 0.967 | 0.968 | 0.961 | 0.956 | 0.962 | 0.958 | 0.964 | 0.962 | 0.964 | 0.961 | 0.964 | 0.96 | 0.968 | 0.962 | 0.961 | 0.959 | 0.977 | 0.977 | 0.971 | 0.971 | 0.971 | 0.972 | 0.968 | 0.969 | 0.972 | 0.971
Lisdrumdoagh BESS | LF1 | GU_404900 | LISDRUM | 110 | 1 | 0.989 | 1.003 | 0.997 | 1.006 | 0.999 | 1.003 | 0.997 | 1.003 | 0.996 | 1.004 | 0.997 | 1.002 | 0.995 | 1.003 | 0.992 | 0.998 | 0.987 | 0.998 | 0.988 | 0.999 | 0.987 | 1.002 | 0.988 | 1.001 | 0.987
Leitir Guingaid Wind Farm phase 1 | LG1 | GU_401500 | SALTHILL | 110 | 0.986 | 0.981 | 0.985 | 0.982 | 0.986 | 0.984 | 0.988 | 0.985 | 0.989 | 0.985 | 0.988 | 0.985 | 0.989 | 0.985 | 0.985 | 0.982 | 0.99 | 0.984 | 0.989 | 0.983 | 0.989 | 0.983 | 0.988 | 0.983 | 0.99 | 0.985
Liffey 1 Generator Unit | LI1 | GU_400250 | POLLAPHUCA | 110 | 0.991 | 0.992 | 0.988 | 0.993 | 0.987 | 0.995 | 0.988 | 0.991 | 0.985 | 0.99 | 0.985 | 0.99 | 0.992 | 0.993 | 0.987 | 0.986 | 0.988 | 0.985 | 0.987 | 0.984 | 0.986 | 0.988 | 0.986 | 0.987 | 0.985 | 0.986
Liffey 2 Generator Unit | LI2 | GU_400251 | POLLAPHUCA | 110 | 0.991 | 0.992 | 0.988 | 0.993 | 0.987 | 0.995 | 0.988 | 0.991 | 0.985 | 0.99 | 0.985 | 0.99 | 0.992 | 0.993 | 0.987 | 0.986 | 0.988 | 0.985 | 0.987 | 0.984 | 0.986 | 0.988 | 0.986 | 0.987 | 0.985 | 0.986
Liffey 3 Hydro Unit | LI3 | GU_401220 | POLLAPHUCA | 110 | 0.991 | 0.992 | 0.988 | 0.993 | 0.987 | 0.995 | 0.988 | 0.991 | 0.985 | 0.99 | 0.985 | 0.99 | 0.992 | 0.993 | 0.987 | 0.986 | 0.988 | 0.985 | 0.987 | 0.984 | 0.986 | 0.988 | 0.986 | 0.987 | 0.985 | 0.986
Liffey 4 Generator Unit | LI4 | GU_400252 | POLLAPHUCA | 110 | 0.991 | 0.992 | 0.988 | 0.993 | 0.987 | 0.995 | 0.988 | 0.991 | 0.985 | 0.99 | 0.985 | 0.99 | 0.992 | 0.993 | 0.987 | 0.986 | 0.988 | 0.985 | 0.987 | 0.984 | 0.986 | 0.988 | 0.986 | 0.987 | 0.985 | 0.986
Liffey 5 Generator Unit | LI5 | GU_400260 | POLLAPHUCA | 110 | 0.991 | 0.992 | 0.988 | 0.993 | 0.987 | 0.995 | 0.988 | 0.991 | 0.985 | 0.99 | 0.985 | 0.99 | 0.992 | 0.993 | 0.987 | 0.986 | 0.988 | 0.985 | 0.987 | 0.984 | 0.986 | 0.988 | 0.986 | 0.987 | 0.985 | 0.986
Lenalea Wind Farm | LL1 | GU_405930 | LENALEA | 110 | 0.97 | 0.955 | 0.977 | 0.971 | 0.98 | 0.973 | 0.978 | 0.971 | 0.978 | 0.97 | 0.98 | 0.971 | 0.978 | 0.97 | 0.979 | 0.965 | 0.976 | 0.959 | 0.978 | 0.96 | 0.978 | 0.961 | 0.979 | 0.961 | 0.978 | 0.961
Leanamore Windfarm | LM1 | GU_402210 | KILPADDOGE | 110 | 0.977 | 0.977 | 0.977 | 0.976 | 0.977 | 0.977 | 0.979 | 0.978 | 0.978 | 0.978 | 0.978 | 0.978 | 0.98 | 0.979 | 0.977 | 0.978 | 0.983 | 0.983 | 0.98 | 0.981 | 0.982 | 0.983 | 0.981 | 0.982 | 0.983 | 0.983
Lysaghtstown Solar | LO1 | GU_406580 | KNOCKRAHA | 110 | 0.969 | 0.973 | 0.959 | 0.954 | 0.96 | 0.956 | 0.962 | 0.96 | 0.963 | 0.959 | 0.962 | 0.958 | 0.966 | 0.96 | 0.959 | 0.957 | 0.979 | 0.979 | 0.971 | 0.972 | 0.97 | 0.973 | 0.967 | 0.97 | 0.971 | 0.971
Lanesboro | LR4 | GU_400240 | LANESBORO_A1 | 110 | 0.999 | 0.994 | 1.001 | 0.997 | 1.001 | 0.998 | 1.003 | 0.999 | 1.004 | 0.999 | 1.003 | 0.998 | 1.003 | 0.999 | 0.997 | 0.992 | 0.997 | 0.992 | 0.995 | 0.992 | 0.998 | 0.993 | 0.998 | 0.993 | 0.998 | 0.993
Lisheen Windfarm Phase 1 | LS1 | GU_400840 | LISHEEN | 110 | 0.98 | 0.977 | 0.975 | 0.968 | 0.977 | 0.969 | 0.979 | 0.97 | 0.978 | 0.97 | 0.977 | 0.969 | 0.981 | 0.972 | 0.967 | 0.971 | 0.971 | 0.977 | 0.967 | 0.974 | 0.971 | 0.976 | 0.971 | 0.975 | 0.973 | 0.975
Lisheen Wind Farm 2 Ltd | LS2 | GU_401750 | LISHEEN | 110 | 0.98 | 0.977 | 0.975 | 0.968 | 0.977 | 0.969 | 0.979 | 0.97 | 0.978 | 0.97 | 0.977 | 0.969 | 0.981 | 0.972 | 0.967 | 0.971 | 0.971 | 0.977 | 0.967 | 0.974 | 0.971 | 0.976 | 0.971 | 0.975 | 0.973 | 0.975
Lisheen 3 Wind Farm | LS3 | GU_404420 | LISHEEN | 110 | 0.98 | 0.977 | 0.975 | 0.968 | 0.977 | 0.969 | 0.979 | 0.97 | 0.978 | 0.97 | 0.977 | 0.969 | 0.981 | 0.972 | 0.967 | 0.971 | 0.971 | 0.977 | 0.967 | 0.974 | 0.971 | 0.976 | 0.971 | 0.975 | 0.973 | 0.975
Lumcloon ESS 1 | LU1 | GU_404360 | DERRYCARNEY | 110 | 0.992 | 0.99 | 0.994 | 0.991 | 0.992 | 0.989 | 0.995 | 0.991 | 0.994 | 0.99 | 0.993 | 0.99 | 0.995 | 0.991 | 0.987 | 0.986 | 0.989 | 0.989 | 0.987 | 0.988 | 0.992 | 0.992 | 0.991 | 0.992 | 0.99 | 0.988
Lumcloon ESS 2 | LU2 | GU_404370 | DERRYCARNEY | 110 | 0.992 | 0.99 | 0.994 | 0.991 | 0.992 | 0.989 | 0.995 | 0.991 | 0.994 | 0.99 | 0.993 | 0.99 | 0.995 | 0.991 | 0.987 | 0.986 | 0.989 | 0.989 | 0.987 | 0.988 | 0.992 | 0.992 | 0.991 | 0.992 | 0.99 | 0.988
Lissycasey Windfarm | LY1 | GU_403950 | BOOLTIAGH | 110 | 0.977 | 0.976 | 0.978 | 0.975 | 0.978 | 0.976 | 0.98 | 0.978 | 0.98 | 0.978 | 0.979 | 0.977 | 0.981 | 0.979 | 0.978 | 0.976 | 0.984 | 0.981 | 0.981 | 0.979 | 0.982 | 0.981 | 0.981 | 0.98 | 0.984 | 0.981
Mulreavy Windfarm | MB1 | GU_401930 | MULREAVY | 110 | 0.967 | 0.955 | 0.974 | 0.97 | 0.976 | 0.972 | 0.974 | 0.97 | 0.974 | 0.968 | 0.976 | 0.969 | 0.975 | 0.969 | 0.977 | 0.965 | 0.974 | 0.96 | 0.976 | 0.961 | 0.976 | 0.962 | 0.976 | 0.962 | 0.975 | 0.962
Meenadreen South 2 Windfarm | MB2 | GU_401920 | MULREAVY | 110 | 0.967 | 0.955 | 0.974 | 0.97 | 0.976 | 0.972 | 0.974 | 0.97 | 0.974 | 0.968 | 0.976 | 0.969 | 0.975 | 0.969 | 0.977 | 0.965 | 0.974 | 0.96 | 0.976 | 0.961 | 0.976 | 0.962 | 0.976 | 0.962 | 0.975 | 0.962
Airoshin WF | MC1 | GU_405870 | BINBANE | 110 | 1 | 1 | 0.978 | 0.973 | 0.98 | 0.975 | 0.978 | 0.974 | 0.978 | 0.972 | 0.981 | 0.973 | 0.979 | 0.973 | 0.98 | 0.968 | 0.978 | 0.963 | 0.98 | 0.964 | 0.979 | 0.965 | 0.98 | 0.965 | 0.979 | 0.965
Meentycat Generator Unit | MCT | GU_400070 | MEENTYCAT | 110 | 0.965 | 0.951 | 0.974 | 0.967 | 0.976 | 0.97 | 0.974 | 0.968 | 0.974 | 0.966 | 0.976 | 0.967 | 0.975 | 0.967 | 0.976 | 0.962 | 0.973 | 0.957 | 0.975 | 0.958 | 0.975 | 0.958 | 0.975 | 0.958 | 0.975 | 0.958
Monaincha Wind Farm | MH1 | GU_401540 | IKERRIN | 110 | 0.988 | 0.986 | 0.985 | 0.979 | 0.986 | 0.98 | 0.988 | 0.982 | 0.988 | 0.981 | 0.987 | 0.981 | 0.99 | 0.983 | 0.974 | 0.981 | 0.976 | 0.986 | 0.972 | 0.983 | 0.977 | 0.986 | 0.977 | 0.985 | 0.979 | 0.984
Mountain Lodge Wind Farm | ML1 | GU_400620 | RATRUSSAN | 110 | 0.995 | 0.984 | 0.998 | 0.994 | 1 | 0.996 | 0.998 | 0.994 | 0.998 | 0.993 | 0.999 | 0.994 | 0.997 | 0.992 | 0.998 | 0.99 | 0.995 | 0.986 | 0.993 | 0.987 | 0.996 | 0.986 | 0.997 | 0.986 | 0.996 | 0.986
Magheramore Windfarm | MM1 | GU_403400 | DALTON_A1 | 110 | 0.982 | 0.973 | 0.981 | 0.977 | 0.983 | 0.979 | 0.986 | 0.981 | 0.987 | 0.982 | 0.986 | 0.981 | 0.987 | 0.982 | 0.981 | 0.978 | 0.985 | 0.979 | 0.984 | 0.979 | 0.983 | 0.978 | 0.983 | 0.978 | 0.986 | 0.98
Moanmore Windfarm Generator Unit | MMR | GU_400970 | TULLABRACK | 110 | 0.978 | 0.977 | 0.978 | 0.976 | 0.978 | 0.977 | 0.98 | 0.979 | 0.98 | 0.979 | 0.979 | 0.978 | 0.981 | 0.979 | 0.978 | 0.977 | 0.984 | 0.983 | 0.982 | 0.981 | 0.983 | 0.982 | 0.982 | 0.982 | 0.984 | 0.983
Mount Lucas Wind Farm Limited | MO1 | GU_401690 | MOUNT LUCAS | 110 | 0.983 | 0.98 | 0.988 | 0.985 | 0.976 | 0.972 | 0.981 | 0.977 | 0.978 | 0.974 | 0.977 | 0.973 | 0.977 | 0.974 | 0.975 | 0.973 | 0.973 | 0.972 | 0.973 | 0.972 | 0.987 | 0.986 | 0.989 | 0.987 | 0.974 | 0.972
Moneypoint 1 Generator Unit | MP1 | GU_400270 | MNYPG1 | 380 | 0.981 | 0.981 | 0.981 | 0.981 | 0.981 | 0.982 | 0.983 | 0.983 | 0.982 | 0.983 | 0.982 | 0.983 | 0.983 | 0.984 | 0.981 | 0.982 | 0.986 | 0.986 | 0.984 | 0.985 | 0.986 | 0.986 | 0.985 | 0.986 | 0.987 | 0.987
Moneypoint 2 Generator Unit | MP2 | GU_400271 | MNYPG1 | 380 | 0.981 | 0.981 | 0.981 | 0.981 | 0.981 | 0.982 | 0.983 | 0.983 | 0.982 | 0.983 | 0.982 | 0.983 | 0.983 | 0.984 | 0.981 | 0.982 | 0.986 | 0.986 | 0.984 | 0.985 | 0.986 | 0.986 | 0.985 | 0.986 | 0.987 | 0.987
Moneypoint 3 Generator Unit | MP3 | GU_400272 | MNYPG1 | 380 | 0.981 | 0.981 | 0.981 | 0.981 | 0.981 | 0.982 | 0.983 | 0.983 | 0.982 | 0.983 | 0.982 | 0.983 | 0.983 | 0.984 | 0.981 | 0.982 | 0.986 | 0.986 | 0.984 | 0.985 | 0.986 | 0.986 | 0.985 | 0.986 | 0.987 | 0.987
Moneypoint Sync Comp | MP5 | GU_405170 | MONEYPOINT | 110 | 1 | 1 | 0.978 | 0.977 | 0.978 | 0.978 | 0.98 | 0.979 | 0.979 | 0.979 | 0.979 | 0.979 | 0.981 | 0.98 | 0.978 | 0.978 | 0.984 | 0.983 | 0.982 | 0.981 | 0.983 | 0.983 | 0.982 | 0.983 | 0.984 | 0.984
Moneypoint Windfarm | MP9 | GU_402080 | MONEYPOINT | 110 | 0.978 | 0.978 | 0.978 | 0.977 | 0.978 | 0.978 | 0.98 | 0.979 | 0.979 | 0.979 | 0.979 | 0.979 | 0.981 | 0.98 | 0.978 | 0.978 | 0.984 | 0.983 | 0.982 | 0.981 | 0.983 | 0.983 | 0.982 | 0.983 | 0.984 | 0.984
Mauricetown Windfarm | MR1 | GU_403980 | GLENLARA | 110 | 0.975 | 0.975 | 0.969 | 0.962 | 0.97 | 0.964 | 0.973 | 0.968 | 0.974 | 0.967 | 0.973 | 0.967 | 0.977 | 0.969 | 0.968 | 0.967 | 0.984 | 0.983 | 0.977 | 0.978 | 0.977 | 0.979 | 0.975 | 0.976 | 0.979 | 0.978
Muingnaminnane Generator Unit | MU1 | GU_400960 | TRALEE | 110 | 0.975 | 0.973 | 0.974 | 0.97 | 0.974 | 0.972 | 0.977 | 0.974 | 0.977 | 0.974 | 0.976 | 0.974 | 0.978 | 0.975 | 0.972 | 0.972 | 0.98 | 0.98 | 0.976 | 0.977 | 0.977 | 0.978 | 0.977 | 0.978 | 0.98 | 0.979
Raheen Barr Gen Unit | MXE | GU_403740 | CASTLEBAR | 110 | 0.975 | 0.965 | 0.977 | 0.972 | 0.98 | 0.975 | 0.982 | 0.977 | 0.984 | 0.978 | 0.982 | 0.977 | 0.983 | 0.978 | 0.977 | 0.974 | 0.979 | 0.974 | 0.979 | 0.973 | 0.978 | 0.972 | 0.977 | 0.973 | 0.98 | 0.975
Blundelstown Solar | NA1 | GU_406520 | BLUNDELSTOWN | 110 | 1.005 | 1.01 | 1.008 | 1.013 | 1.006 | 1.01 | 1.007 | 1.01 | 1.009 | 1.013 | 1.008 | 1.013 | 1.005 | 1.011 | 1.006 | 1.012 | 1.003 | 1.008 | 1.002 | 1.009 | 1.004 | 1.009 | 1.005 | 1.01 | 1.005 | 1.011
Gillinstown Solar | NB1 | GU_405190 | Garballagh | 110 | 1.003 | 1.004 | 1.004 | 1.009 | 1.005 | 1.008 | 1.005 | 1.007 | 1.005 | 1.008 | 1.005 | 1.008 | 1.001 | 1.006 | 1.003 | 1.007 | 0.999 | 1.003 | 0.998 | 1.004 | 1 | 1.003 | 1.001 | 1.004 | 1.002 | 1.004
Cloghan Windfarm | NC1 | GU_405160 | DERRYCARNEY | 110 | 0.992 | 0.99 | 0.994 | 0.991 | 0.992 | 0.989 | 0.995 | 0.991 | 0.994 | 0.99 | 0.993 | 0.99 | 0.995 | 0.991 | 0.987 | 0.986 | 0.989 | 0.989 | 0.987 | 0.988 | 0.992 | 0.992 | 0.991 | 0.992 | 0.99 | 0.988
North Wall TEG1 | NW8 | GU_405850 | NORTH WALL | 220 | 1.0035 | 1.0075 | 1.0045 | 1.007 | 1.002 | 1.0055 | 1.0025 | 1.0055 | 1.0045 | 1.0085 | 1.0035 | 1.008 | 1.003 | 1.0065 | 1.005 | 1.008 | 1.003 | 1.005 | 1.002 | 1.0055 | 1.002 | 1.005 | 1.0025 | 1.006 | 1.003 | 1.007
Meenbog | OA1 | GU_404930 | CLOGHER | 110 | 0.967 | 0.955 | 0.974 | 0.97 | 0.976 | 0.972 | 0.974 | 0.97 | 0.974 | 0.968 | 0.976 | 0.969 | 0.975 | 0.97 | 0.977 | 0.965 | 0.975 | 0.961 | 0.976 | 0.962 | 0.976 | 0.962 | 0.976 | 0.962 | 0.975 | 0.963
Gorey BESS | OD1 | GU_404540 | BANOGE | 110 | 0.99 | 0.995 | 0.989 | 0.991 | 0.991 | 0.992 | 0.991 | 0.988 | 0.988 | 0.987 | 0.987 | 0.988 | 0.99 | 0.99 | 0.985 | 0.987 | 0.985 | 0.988 | 0.984 | 0.988 | 0.985 | 0.989 | 0.983 | 0.988 | 0.984 | 0.987
Cloncreen Windfarm | OE1 | GU_405140 | KILCUMBER | 110 | 0.979 | 0.975 | 0.99 | 0.985 | 0.975 | 0.969 | 0.981 | 0.975 | 0.978 | 0.971 | 0.976 | 0.97 | 0.977 | 0.971 | 0.975 | 0.97 | 0.973 | 0.97 | 0.973 | 0.97 | 0.99 | 0.987 | 0.99 | 0.99 | 0.974 | 0.97
Cloncreen BESS | OE2 | GU_407320 | KILCUMBER | 110 | 0.979 | 0.975 | 0.99 | 0.985 | 0.975 | 0.969 | 0.981 | 0.975 | 0.978 | 0.971 | 0.976 | 0.97 | 0.977 | 0.971 | 0.975 | 0.97 | 0.973 | 0.97 | 0.973 | 0.97 | 0.99 | 0.987 | 0.99 | 0.99 | 0.974 | 0.97
Coollegrean Windfarm | OG1 | GU_403920 | CORDAL | 110 | 0.968 | 0.969 | 0.966 | 0.963 | 0.966 | 0.964 | 0.969 | 0.966 | 0.968 | 0.966 | 0.968 | 0.966 | 0.971 | 0.967 | 0.966 | 0.965 | 0.977 | 0.976 | 0.973 | 0.973 | 0.973 | 0.974 | 0.972 | 0.972 | 0.974 | 0.974
Oweninney Windfarm 1 | OY1 | GU_403760 | SRAHNAKILLY | 110 | 0.95 | 0.936 | 0.958 | 0.948 | 0.961 | 0.951 | 0.963 | 0.953 | 0.964 | 0.953 | 0.963 | 0.953 | 0.963 | 0.953 | 0.957 | 0.948 | 0.958 | 0.948 | 0.958 | 0.947 | 0.957 | 0.946 | 0.957 | 0.947 | 0.959 | 0.948
Oweninney Windfarm 2 | OY2 | GU_405130 | SRAHNAKILLY | 110 | 0.95 | 0.936 | 0.958 | 0.948 | 0.961 | 0.951 | 0.963 | 0.953 | 0.964 | 0.953 | 0.963 | 0.953 | 0.963 | 0.953 | 0.957 | 0.948 | 0.958 | 0.948 | 0.958 | 0.947 | 0.957 | 0.946 | 0.957 | 0.947 | 0.959 | 0.948
Poolbeg | PB7 | GU_403620 | SHELLYBANKS | 220 | 1.003 | 1.007 | 1.0035 | 1.006 | 1.002 | 1.005 | 1.003 | 1.0055 | 1.0035 | 1.007 | 1.0025 | 1.0065 | 1.0035 | 1.007 | 1.0045 | 1.008 | 1.004 | 1.0055 | 1.0035 | 1.006 | 1.003 | 1.0055 | 1.002 | 1.0055 | 1.0025 | 1.0065
Poolbeg BESS | PB8 | GU_403660 | SHELLYBANKS | 220 | 1.003 | 1.007 | 1.0035 | 1.006 | 1.002 | 1.005 | 1.003 | 1.0055 | 1.0035 | 1.007 | 1.0025 | 1.0065 | 1.0035 | 1.007 | 1.0045 | 1.008 | 1.004 | 1.0055 | 1.0035 | 1.006 | 1.003 | 1.0055 | 1.002 | 1.0055 | 1.0025 | 1.0065
Shellybanks PBA | PBA | GU_400324 | SHELLYBANKS | 220 | 1.003 | 1.007 | 1.0035 | 1.006 | 1.002 | 1.005 | 1.003 | 1.0055 | 1.0035 | 1.007 | 1.0025 | 1.0065 | 1.0035 | 1.007 | 1.0045 | 1.008 | 1.004 | 1.0055 | 1.0035 | 1.006 | 1.003 | 1.0055 | 1.002 | 1.0055 | 1.0025 | 1.0065
Shellybanks PBB | PBB | GU_400325 | SHELLYBANKS | 220 | 1.003 | 1.007 | 1.0035 | 1.006 | 1.002 | 1.005 | 1.003 | 1.0055 | 1.0035 | 1.007 | 1.0025 | 1.0065 | 1.0035 | 1.007 | 1.0045 | 1.008 | 1.004 | 1.0055 | 1.0035 | 1.006 | 1.003 | 1.0055 | 1.002 | 1.0055 | 1.0025 | 1.0065
Porterstown BESS | PN1 | GU_405070 | KILTEEL | 110 | 1.002 | 1.002 | 1.007 | 1.006 | 1.003 | 1.002 | 1.006 | 1.004 | 1.005 | 1.003 | 1.004 | 1.003 | 1.005 | 1.003 | 1.002 | 1.001 | 1.001 | 1 | 1 | 1 | 1.005 | 1.004 | 1.005 | 1.005 | 1.001 | 1
Castlepook Windfarm | PO1 | GU_402190 | CHARLEVILLE | 110 | 0.974 | 0.976 | 0.969 | 0.963 | 0.97 | 0.964 | 0.972 | 0.968 | 0.973 | 0.968 | 0.972 | 0.967 | 0.976 | 0.969 | 0.968 | 0.966 | 0.983 | 0.983 | 0.977 | 0.977 | 0.977 | 0.978 | 0.975 | 0.975 | 0.978 | 0.977
Moanvane Winfarm | QA1 | GU_407330 | MOUNT LUCAS | 110 | 0.983 | 0.98 | 0.988 | 0.985 | 0.976 | 0.972 | 0.981 | 0.977 | 0.978 | 0.974 | 0.977 | 0.973 | 0.977 | 0.974 | 0.975 | 0.973 | 0.973 | 0.972 | 0.973 | 0.972 | 0.987 | 0.986 | 0.989 | 0.987 | 0.974 | 0.972
Rathcahill West Windfarm | RC1 | GU_401080 | RATHKEALE | 110 | 0.98 | 0.979 | 0.98 | 0.977 | 0.98 | 0.977 | 0.982 | 0.979 | 0.982 | 0.979 | 0.982 | 0.979 | 0.985 | 0.981 | 0.98 | 0.981 | 0.986 | 0.986 | 0.983 | 0.984 | 0.984 | 0.985 | 0.983 | 0.985 | 0.986 | 0.986
Boolinrudda Windfarm | RD1 | GU_402270 | SLIEVECALLAN | 110 | 0.981 | 0.979 | 0.981 | 0.978 | 0.981 | 0.978 | 0.984 | 0.98 | 0.984 | 0.98 | 0.983 | 0.98 | 0.985 | 0.982 | 0.981 | 0.978 | 0.987 | 0.983 | 0.984 | 0.981 | 0.985 | 0.982 | 0.984 | 0.982 | 0.986 | 0.983
Richfield Generator Unit | RF1 | GU_400080 | WEXFORD | 110 | 0.985 | 0.99 | 0.983 | 0.983 | 0.986 | 0.985 | 0.986 | 0.98 | 0.982 | 0.978 | 0.981 | 0.979 | 0.984 | 0.982 | 0.976 | 0.977 | 0.977 | 0.979 | 0.975 | 0.978 | 0.977 | 0.981 | 0.976 | 0.98 | 0.976 | 0.978
Raheenleagh | RL1 | GU_401940 | ARKLOW | 110 | 0.994 | 0.999 | 0.994 | 0.996 | 0.995 | 0.997 | 0.996 | 0.994 | 0.994 | 0.994 | 0.993 | 0.994 | 0.996 | 0.996 | 0.992 | 0.995 | 0.993 | 0.995 | 0.992 | 0.995 | 0.992 | 0.995 | 0.99 | 0.994 | 0.991 | 0.994
Rosspile Solar | RO1 | GU_405150 | ROSSPILE | 110 | 0.982 | 0.988 | 0.98 | 0.98 | 0.983 | 0.983 | 0.982 | 0.976 | 0.978 | 0.975 | 0.977 | 0.976 | 0.98 | 0.979 | 0.972 | 0.974 | 0.974 | 0.976 | 0.972 | 0.975 | 0.974 | 0.979 | 0.972 | 0.978 | 0.973 | 0.975
Rhode Peaking 1 Generator Unit | RP1 | GU_400770 | DERRYIRON | 110 | 0.999 | 1.002 | 1.003 | 1.004 | 0.999 | 1 | 1.002 | 1.002 | 1.001 | 1.002 | 1 | 1.001 | 1 | 1.002 | 0.997 | 0.999 | 0.995 | 0.998 | 0.995 | 0.998 | 1 | 1.002 | 1 | 1.003 | 0.997 | 0.998
Rhode Peaking 2 Generator Unit | RP2 | GU_400771 | DERRYIRON | 110 | 0.999 | 1.002 | 1.003 | 1.004 | 0.999 | 1 | 1.002 | 1.002 | 1.001 | 1.002 | 1 | 1.001 | 1 | 1.002 | 0.997 | 0.999 | 0.995 | 0.998 | 0.995 | 0.998 | 1 | 1.002 | 1 | 1.003 | 0.997 | 0.998
Raragh 2 Windfarm | RR2 | GU_403970 | MEATH HILL | 110 | 1.001 | 0.993 | 1.003 | 1.002 | 1.005 | 1.003 | 1.003 | 1.001 | 1.003 | 1 | 1.004 | 1.001 | 1.001 | 0.999 | 1.003 | 0.998 | 0.999 | 0.993 | 0.998 | 0.994 | 1 | 0.993 | 1.001 | 0.994 | 1.001 | 0.993
Sliabh Bawn Windfarm | SB1 | GU_401900 | SLIABH BAWN | 110 | 0.995 | 0.989 | 0.997 | 0.994 | 0.998 | 0.995 | 1 | 0.996 | 1 | 0.996 | 0.999 | 0.995 | 0.999 | 0.995 | 0.994 | 0.989 | 0.994 | 0.988 | 0.993 | 0.988 | 0.995 | 0.989 | 0.995 | 0.989 | 0.996 | 0.989
Sorrell Island 1 Windfarm | SF1 | GU_403800 | BOOLTIAGH | 110 | 0.977 | 0.976 | 0.978 | 0.975 | 0.978 | 0.976 | 0.98 | 0.978 | 0.98 | 0.978 | 0.979 | 0.977 | 0.981 | 0.979 | 0.978 | 0.976 | 0.984 | 0.981 | 0.981 | 0.979 | 0.982 | 0.981 | 0.981 | 0.98 | 0.984 | 0.981
Sorrell Island 2 Windfarm | SF2 | GU_404480 | BOOLTIAGH | 110 | 0.977 | 0.976 | 0.978 | 0.975 | 0.978 | 0.976 | 0.98 | 0.978 | 0.98 | 0.978 | 0.979 | 0.977 | 0.981 | 0.979 | 0.978 | 0.976 | 0.984 | 0.981 | 0.981 | 0.979 | 0.982 | 0.981 | 0.981 | 0.98 | 0.984 | 0.981
Shannonbridge BESS A1 | SI1 | GU_404380 | SHANNONBRIDG | 110 | 0.992 | 0.991 | 0.993 | 0.99 | 0.992 | 0.989 | 0.995 | 0.991 | 0.995 | 0.991 | 0.994 | 0.991 | 0.996 | 0.992 | 0.988 | 0.988 | 0.991 | 0.992 | 0.988 | 0.99 | 0.991 | 0.993 | 0.991 | 0.992 | 0.991 | 0.991
Shannonbridge BESS A2 | SI2 | GU_404390 | SHANNONBRIDG | 110 | 0.992 | 0.991 | 0.993 | 0.99 | 0.992 | 0.989 | 0.995 | 0.991 | 0.995 | 0.991 | 0.994 | 0.991 | 0.996 | 0.992 | 0.988 | 0.988 | 0.991 | 0.992 | 0.988 | 0.99 | 0.991 | 0.993 | 0.991 | 0.992 | 0.991 | 0.991
Sealrock 3 Generator Unit | SK3 | GU_400120 | AUGHINISH | 110 | 0.967 | 0.967 | 0.967 | 0.964 | 0.966 | 0.964 | 0.969 | 0.966 | 0.968 | 0.966 | 0.968 | 0.966 | 0.973 | 0.97 | 0.972 | 0.973 | 0.972 | 0.972 | 0.969 | 0.97 | 0.97 | 0.971 | 0.969 | 0.971 | 0.972 | 0.972
Sealrock 4 Generator Unit | SK4 | GU_400121 | AUGHINISH | 110 | 0.967 | 0.967 | 0.967 | 0.964 | 0.966 | 0.964 | 0.969 | 0.966 | 0.968 | 0.966 | 0.968 | 0.966 | 0.973 | 0.97 | 0.972 | 0.973 | 0.972 | 0.972 | 0.969 | 0.97 | 0.97 | 0.971 | 0.969 | 0.971 | 0.972 | 0.972
Sorne Hill Generator Unit | SN1 | GU_400550 | TRILLICK | 110 | 0.984 | 0.976 | 0.972 | 0.964 | 0.975 | 0.967 | 0.974 | 0.965 | 0.975 | 0.964 | 0.976 | 0.964 | 0.975 | 0.964 | 0.975 | 0.957 | 0.971 | 0.952 | 0.973 | 0.953 | 0.973 | 0.953 | 0.974 | 0.953 | 0.973 | 0.954
Sheskin Windfarm | SS1 | GU_406560 | BELLACORICK | 110 | 0.95 | 0.936 | 0.958 | 0.949 | 0.961 | 0.952 | 0.963 | 0.953 | 0.964 | 0.953 | 0.964 | 0.953 | 0.963 | 0.953 | 0.957 | 0.949 | 0.959 | 0.948 | 0.958 | 0.947 | 0.957 | 0.946 | 0.957 | 0.947 | 0.96 | 0.948
Seecon Windfarm | SO1 | GU_401990 | UGGOOL | 110 | 0.983 | 0.979 | 0.982 | 0.979 | 0.983 | 0.981 | 0.985 | 0.982 | 0.986 | 0.983 | 0.985 | 0.982 | 0.986 | 0.983 | 0.982 | 0.979 | 0.987 | 0.982 | 0.987 | 0.981 | 0.986 | 0.98 | 0.985 | 0.981 | 0.987 | 0.982
Shannonbridge Emergency Generator | SQ1 | GU_406510 | SHANNONBRIDG | 110 | 0.992 | 0.991 | 0.993 | 0.99 | 0.992 | 0.989 | 0.995 | 0.991 | 0.995 | 0.991 | 0.994 | 0.991 | 0.996 | 0.992 | 0.988 | 0.988 | 0.991 | 0.992 | 0.988 | 0.99 | 0.991 | 0.993 | 0.991 | 0.992 | 0.991 | 0.991
Scartaglen 1 Windfarm | ST1 | GU_402250 | CORDAL | 110 | 0.968 | 0.969 | 0.966 | 0.963 | 0.966 | 0.964 | 0.969 | 0.966 | 0.968 | 0.966 | 0.968 | 0.966 | 0.971 | 0.967 | 0.966 | 0.965 | 0.977 | 0.976 | 0.973 | 0.973 | 0.973 | 0.974 | 0.972 | 0.972 | 0.974 | 0.974
Scartaglen 2 Windfarm | ST2 | GU_402260 | CORDAL | 110 | 0.968 | 0.969 | 0.966 | 0.963 | 0.966 | 0.964 | 0.969 | 0.966 | 0.968 | 0.966 | 0.968 | 0.966 | 0.971 | 0.967 | 0.966 | 0.965 | 0.977 | 0.976 | 0.973 | 0.973 | 0.973 | 0.974 | 0.972 | 0.972 | 0.974 | 0.974
Timahoe North Solar | TE1 | GU_406590 | TIMAHOE | 110 | 1 | 1.005 | 1.003 | 1.006 | 1.001 | 1.005 | 1.003 | 1.005 | 1.002 | 1.005 | 1.002 | 1.005 | 1.003 | 1.005 | 1.002 | 1.005 | 1.001 | 1.003 | 1 | 1.003 | 1.002 | 1.004 | 1.001 | 1.004 | 1.001 | 1.003
Turlough Hill 1 Generator Unit | TH1 | GU_400360 | TURLOUGH HIL | 220 | 0.996 | 1.003 | 0.997 | 1.004 | 0.996 | 1.003 | 0.997 | 1.003 | 0.997 | 1.003 | 0.996 | 1.003 | 0.998 | 1.004 | 0.996 | 1.003 | 0.997 | 1.002 | 0.996 | 1.002 | 0.996 | 1.003 | 0.996 | 1.003 | 0.996 | 1.002
Turlough Hill 2 Generator Unit | TH2 | GU_400361 | TURLOUGH HIL | 220 | 0.996 | 1.003 | 0.997 | 1.004 | 0.996 | 1.003 | 0.997 | 1.003 | 0.997 | 1.003 | 0.996 | 1.003 | 0.998 | 1.004 | 0.996 | 1.003 | 0.997 | 1.002 | 0.996 | 1.002 | 0.996 | 1.003 | 0.996 | 1.003 | 0.996 | 1.002
Turlough Hill 3 Generator Unit | TH3 | GU_400362 | TURLOUGH HIL | 220 | 0.996 | 1.003 | 0.997 | 1.004 | 0.996 | 1.003 | 0.997 | 1.003 | 0.997 | 1.003 | 0.996 | 1.003 | 0.998 | 1.004 | 0.996 | 1.003 | 0.997 | 1.002 | 0.996 | 1.002 | 0.996 | 1.003 | 0.996 | 1.003 | 0.996 | 1.002
Turlough Hill 4 Generator Unit | TH4 | GU_400363 | TURLOUGH HIL | 220 | 0.996 | 1.003 | 0.997 | 1.004 | 0.996 | 1.003 | 0.997 | 1.003 | 0.997 | 1.003 | 0.996 | 1.003 | 0.998 | 1.004 | 0.996 | 1.003 | 0.997 | 1.002 | 0.996 | 1.002 | 0.996 | 1.003 | 0.996 | 1.003 | 0.996 | 1.002
Tullabrack Wind Farm | TK1 | GU_402050 | TULLABRACK | 110 | 0.978 | 0.977 | 0.978 | 0.976 | 0.978 | 0.977 | 0.98 | 0.979 | 0.98 | 0.979 | 0.979 | 0.978 | 0.981 | 0.979 | 0.978 | 0.977 | 0.984 | 0.983 | 0.982 | 0.981 | 0.983 | 0.982 | 0.982 | 0.982 | 0.984 | 0.983
Tullabeg Solar | TL1 | GU_406470 | TULLABEG | 110 | 0.988 | 0.993 | 0.987 | 0.989 | 0.989 | 0.99 | 0.989 | 0.986 | 0.986 | 0.985 | 0.985 | 0.986 | 0.988 | 0.988 | 0.982 | 0.985 | 0.983 | 0.985 | 0.981 | 0.985 | 0.982 | 0.987 | 0.981 | 0.986 | 0.981 | 0.984
Tullynamoyle 2 Windfarm | TM2 | GU_402160 | CORDERRY | 110 | 0.983 | 0.973 | 0.986 | 0.982 | 0.988 | 0.984 | 0.987 | 0.982 | 0.987 | 0.982 | 0.988 | 0.982 | 0.987 | 0.982 | 0.987 | 0.979 | 0.987 | 0.976 | 0.986 | 0.977 | 0.987 | 0.977 | 0.987 | 0.977 | 0.988 | 0.977
Tullynamoyle 3 Windfarm | TM3 | GU_402200 | CORDERRY | 110 | 0.983 | 0.973 | 0.986 | 0.982 | 0.988 | 0.984 | 0.987 | 0.982 | 0.987 | 0.982 | 0.988 | 0.982 | 0.987 | 0.982 | 0.987 | 0.979 | 0.987 | 0.976 | 0.986 | 0.977 | 0.987 | 0.977 | 0.987 | 0.977 | 0.988 | 0.977
Tournafulla Generator Unit | TN2 | GU_400600 | TRIEN | 110 | 0.976 | 0.976 | 0.976 | 0.975 | 0.976 | 0.975 | 0.978 | 0.977 | 0.977 | 0.977 | 0.977 | 0.977 | 0.979 | 0.978 | 0.976 | 0.976 | 0.982 | 0.982 | 0.98 | 0.98 | 0.981 | 0.981 | 0.98 | 0.981 | 0.982 | 0.982
Tawnaghmore Peaking 1 Generator Unit | TP1 | GU_400780 | TAWNAGHMORE | 110 | 0.952 | 0.938 | 0.961 | 0.951 | 0.964 | 0.954 | 0.965 | 0.955 | 0.967 | 0.956 | 0.966 | 0.955 | 0.965 | 0.956 | 0.96 | 0.952 | 0.962 | 0.951 | 0.961 | 0.951 | 0.96 | 0.95 | 0.96 | 0.95 | 0.963 | 0.952
Tawnaghmore Peaking 3 Generator Unit | TP3 | GU_400781 | TAWNAGHMORE | 110 | 0.952 | 0.938 | 0.961 | 0.951 | 0.964 | 0.954 | 0.965 | 0.955 | 0.967 | 0.956 | 0.966 | 0.955 | 0.965 | 0.956 | 0.96 | 0.952 | 0.962 | 0.951 | 0.961 | 0.951 | 0.96 | 0.95 | 0.96 | 0.95 | 0.963 | 0.952
Taurbeg Wind Farm | TR1 | GU_404990 | GLENLARA | 110 | 0.975 | 0.975 | 0.969 | 0.962 | 0.97 | 0.964 | 0.973 | 0.968 | 0.974 | 0.967 | 0.973 | 0.967 | 0.977 | 0.969 | 0.968 | 0.967 | 0.984 | 0.983 | 0.977 | 0.978 | 0.977 | 0.979 | 0.975 | 0.976 | 0.979 | 0.978
Tursillagh Windfarm | TUR | GU_403830 | TRALEE | 110 | 0.975 | 0.973 | 0.974 | 0.97 | 0.974 | 0.972 | 0.977 | 0.974 | 0.977 | 0.974 | 0.976 | 0.974 | 0.978 | 0.975 | 0.972 | 0.972 | 0.98 | 0.98 | 0.976 | 0.977 | 0.977 | 0.978 | 0.977 | 0.978 | 0.98 | 0.979
Tynagh Generator Unit | TYC | GU_400530 | TYNAGH | 220 | 0.987 | 0.987 | 0.985 | 0.988 | 0.985 | 0.988 | 0.987 | 0.989 | 0.987 | 0.99 | 0.986 | 0.989 | 0.987 | 0.989 | 0.985 | 0.987 | 0.99 | 0.99 | 0.99 | 0.99 | 0.989 | 0.988 | 0.988 | 0.989 | 0.99 | 0.99
Ardderroo (Rockgrid) Windfarm | UF1 | GU_405210 | KNOCKRANNY | 110 | 0.983 | 0.978 | 0.984 | 0.978 | 0.985 | 0.98 | 0.987 | 0.981 | 0.988 | 0.982 | 0.987 | 0.981 | 0.988 | 0.982 | 0.984 | 0.978 | 0.989 | 0.98 | 0.988 | 0.98 | 0.988 | 0.979 | 0.987 | 0.979 | 0.989 | 0.981
Uggool Wind Farm | UG1 | GU_401960 | UGGOOL | 110 | 0.983 | 0.979 | 0.982 | 0.979 | 0.983 | 0.981 | 0.985 | 0.982 | 0.986 | 0.983 | 0.985 | 0.982 | 0.986 | 0.983 | 0.982 | 0.979 | 0.987 | 0.982 | 0.987 | 0.981 | 0.986 | 0.98 | 0.985 | 0.981 | 0.987 | 0.982
Taghart Windfarm | VB1 | GU_405110 | MEATH HILL | 110 | 1.001 | 0.993 | 1.003 | 1.002 | 1.005 | 1.003 | 1.003 | 1.001 | 1.003 | 1 | 1.004 | 1.001 | 1.001 | 0.999 | 1.003 | 0.998 | 0.999 | 0.993 | 0.998 | 0.994 | 1 | 0.993 | 1.001 | 0.994 | 1.001 | 0.993
Whitegate Generator Unit | WG1 | GU_400930 | GLANAGOW | 220 | 0.965 | 0.97 | 0.955 | 0.949 | 0.956 | 0.952 | 0.958 | 0.956 | 0.959 | 0.956 | 0.958 | 0.954 | 0.963 | 0.956 | 0.955 | 0.953 | 0.978 | 0.979 | 0.97 | 0.971 | 0.968 | 0.971 | 0.965 | 0.967 | 0.97 | 0.969
Shannonbridge Generator Unit | WO4 | GU_400370 | SHANNONBRIDG | 110 | 0.992 | 0.991 | 0.993 | 0.99 | 0.992 | 0.989 | 0.995 | 0.991 | 0.995 | 0.991 | 0.994 | 0.991 | 0.996 | 0.992 | 0.988 | 0.988 | 0.991 | 0.992 | 0.988 | 0.99 | 0.991 | 0.993 | 0.991 | 0.992 | 0.991 | 0.991
Woodhouse Wind Farm | WS1 | GU_401680 | WOODHOUSE | 110 | 0.974 | 0.978 | 0.967 | 0.964 | 0.97 | 0.967 | 0.971 | 0.966 | 0.969 | 0.965 | 0.968 | 0.965 | 0.972 | 0.967 | 0.963 | 0.963 | 0.976 | 0.977 | 0.97 | 0.973 | 0.971 | 0.975 | 0.969 | 0.972 | 0.971 | 0.972
Carrigdangan Windfarm | XA1 | GU_404330 | CARRIGDANGAN | 110 | 0.963 | 0.964 | 0.958 | 0.952 | 0.96 | 0.954 | 0.962 | 0.958 | 0.963 | 0.958 | 0.962 | 0.957 | 0.966 | 0.959 | 0.958 | 0.956 | 0.974 | 0.973 | 0.968 | 0.968 | 0.968 | 0.968 | 0.965 | 0.966 | 0.969 | 0.968
Black Lough Windfarm | XL1 | GU_403990 | GLENREE | 110 | 0.955 | 0.942 | 0.964 | 0.955 | 0.967 | 0.958 | 0.968 | 0.958 | 0.969 | 0.959 | 0.969 | 0.958 | 0.968 | 0.959 | 0.964 | 0.955 | 0.965 | 0.954 | 0.964 | 0.954 | 0.964 | 0.953 | 0.964 | 0.953 | 0.966 | 0.955
Carrowleagh Windfarm | XR1 | GU_401280 | GLENREE | 110 | 0.955 | 0.942 | 0.964 | 0.955 | 0.967 | 0.958 | 0.968 | 0.958 | 0.969 | 0.959 | 0.969 | 0.958 | 0.968 | 0.959 | 0.964 | 0.955 | 0.965 | 0.954 | 0.964 | 0.954 | 0.964 | 0.953 | 0.964 | 0.953 | 0.966 | 0.955
Beenanaspuck and Tobertoreen Windfarm | XT1 | GU_404000 | ATHEA | 110 | 0.976 | 0.976 | 0.976 | 0.975 | 0.976 | 0.975 | 0.978 | 0.977 | 0.977 | 0.977 | 0.977 | 0.976 | 0.979 | 0.978 | 0.976 | 0.976 | 0.982 | 0.982 | 0.98 | 0.98 | 0.981 | 0.981 | 0.98 | 0.981 | 0.982 | 0.982
Beenanaspuck and Tobertoreen Battery | XT2 | GU_404010 | ATHEA | 110 | 0.976 | 0.976 | 0.976 | 0.975 | 0.976 | 0.975 | 0.978 | 0.977 | 0.977 | 0.977 | 0.977 | 0.976 | 0.979 | 0.978 | 0.976 | 0.976 | 0.982 | 0.982 | 0.98 | 0.98 | 0.981 | 0.981 | 0.98 | 0.981 | 0.982 | 0.982
Cronalaght 2 | YC2 | GU_403840 | TIEVEBRACK | 110 | 0.97 | 0.957 | 0.978 | 0.972 | 0.98 | 0.974 | 0.978 | 0.973 | 0.978 | 0.971 | 0.98 | 0.972 | 0.979 | 0.972 | 0.98 | 0.966 | 0.977 | 0.961 | 0.978 | 0.962 | 0.978 | 0.962 | 0.979 | 0.962 | 0.978 | 0.963
Ballycumber Windfarm | YR1 | GU_404460 | ARKLOW | 110 | 0.994 | 0.999 | 0.994 | 0.996 | 0.995 | 0.997 | 0.996 | 0.994 | 0.994 | 0.994 | 0.993 | 0.994 | 0.996 | 0.996 | 0.992 | 0.995 | 0.993 | 0.995 | 0.992 | 0.995 | 0.992 | 0.995 | 0.99 | 0.994 | 0.991 | 0.994
Cleanrath Windfarm | YT1 | GU_403810 | COOMATAGGART | 110 | 0.964 | 0.964 | 0.961 | 0.957 | 0.961 | 0.958 | 0.963 | 0.961 | 0.963 | 0.961 | 0.963 | 0.96 | 0.966 | 0.961 | 0.96 | 0.959 | 0.974 | 0.973 | 0.968 | 0.968 | 0.969 | 0.969 | 0.967 | 0.967 | 0.97 | 0.969
Cloghervaddy 2 Windfarm | YV2 | GU_404630 | BINBANE | 110 | 0.971 | 0.959 | 0.978 | 0.973 | 0.98 | 0.975 | 0.978 | 0.974 | 0.978 | 0.972 | 0.981 | 0.973 | 0.979 | 0.973 | 0.98 | 0.968 | 0.978 | 0.963 | 0.98 | 0.964 | 0.979 | 0.965 | 0.98 | 0.965 | 0.979 | 0.965
Tarbert TEG2 | TB5 | GU_406490 | TARBERT | 110 | 0.978 | 0.979 | 0.979 | 0.978 | 0.978 | 0.978 | 0.98 | 0.98 | 0.98 | 0.98 | 0.98 | 0.979 | 0.981 | 0.98 | 0.978 | 0.979 | 0.984 | 0.984 | 0.982 | 0.982 | 0.983 | 0.984 | 0.982 | 0.983 | 0.984 | 0.984
Gaskinstown Solar | QB1 | GU_407030 | DEENES | 110 | 1 | 1 | 1.007 | 1.009 | 1.007 | 1.009 | 1.006 | 1.008 | 1.007 | 1.009 | 1.007 | 1.009 | 1.004 | 1.007 | 1.007 | 1.008 | 1.002 | 1.004 | 1.001 | 1.005 | 1.003 | 1.004 | 1.004 | 1.005 | 1.004 | 1.005